## 2038-4
oris | unit id | Facility Name | State | FIPS Code | ertac region | fuel type | Generation Capacity (MW) | 2022 Annual SO2 (tons) | 2022 Average Annual SO2 Rate (lbs/mmbtu) | 2022 Annual NOx (tons) | 2022 Average Annual NOx Rate (lbs/mmbtu) | 2038 Annual SO2 (tons) | 2038 Average Annual SO2 Rate (lbs/mmbtu) | 2038 Annual NOx (tons) | 2038 Average Annual NOx Rate (lbs/mmbtu) | Longitude | Latitude
2167 | 2 | New Madrid Power Plant | MO | 29143 | MISC | Coal | 803.8888 | 6716.6848 | 0.39237 | 8450.9804 | 0.49368 | 4744.9134 | 0.39237 | 1451.1653 | 0.12 | -89.5617 | 36.5147
2167 | 1 | New Madrid Power Plant | MO | 29143 | MISC | Coal | 751.4283 | 7044.8286 | 0.38193 | 6974.5599 | 0.37812 | 4972.8865 | 0.38193 | 1562.4564 | 0.12 | -89.5617 | 36.5147
8222 | B1 | Coyote | ND | 38057 | MISW | Coal | 546.1153 | 11606.2866 | 0.90645 | 5422.3325 | 0.42348 | 6314.158 | 0.90645 | 2949.9733 | 0.42349 | -101.8139 | 47.2217
7790 | 1-1 | Bonanza | UT | 49047 | BASN | Coal | 530.5935 | 959.4206 | 0.050436 | 4699.2268 | 0.24704 | 0 |  | 0 |  | -109.2844 | 40.0864
6076 | 4 | Colstrip | MT | 30087 | NWPP | Coal | 940.6859 | 2504.8031 | 0.086571 | 4635.4297 | 0.16021 | 0 |  | 0 |  | -106.614 | 45.8831
1082 | 3 | Walter Scott Jr. Energy Center | IA | 19155 | MISW | Coal | 782.8623 | 7753.0191 | 0.39356 | 4599.107 | 0.23346 | 1040.8227 | 0.1 | 2429.5236 | 0.23342 | -95.8408 | 41.18
6481 | 2SGA | Intermountain | UT | 49027 | CASO | Coal | 1112.7451 | 896.6851 | 0.060836 | 4542.8312 | 0.30821 | 0 |  | 0 |  | -112.5792 | 39.5108
2817 | 2 | Leland Olds | ND | 38057 | SPPN | Coal | 494.4305 | 1384.0122 | 0.092229 | 4495.1509 | 0.29955 | 417.3391 | 0.092229 | 1355.481 | 0.29955 | -101.3194 | 47.2819
6034 | 2 | Belle River | MI | 26147 | MISE | Boiler Gas | 830 | 12375.9461 | 0.59452 | 4313.7161 | 0.20722 | 1.1889 | 0.00060019 | 50.7343 | 0.025613 | -82.4945 | 42.7748
2823 | B2 | Milton R Young | ND | 38065 | MISW | Coal | 630.3275 | 1668.0744 | 0.12753 | 4211.6595 | 0.32199 | 892.7618 | 0.12753 | 2253.6195 | 0.32192 | -101.2139 | 47.0664
6076 | 3 | Colstrip | MT | 30087 | NWPP | Coal | 845.3264 | 2419.058 | 0.089393 | 4152.3339 | 0.15344 | 0 |  | 0 |  | -106.614 | 45.8831
2832 | 7 | Miami Fort Power Station | OH | 39061 | PJMW | Coal | 565.6823 | 9325.0723 | 0.54816 | 4110.4941 | 0.24163 | 0 |  | 0 |  | -84.8031 | 39.1131
2168 | MB2 | Thomas Hill Energy Center | MO | 29175 | MISC | Coal | 363.3839 | 3718.2828 | 0.35051 | 4098.4957 | 0.38635 | 2652.0036 | 0.35051 | 850.9642 | 0.11247 | -92.6392 | 39.5531
6165 | 3 | Hunter | UT | 49015 | BASN | Coal | 556.7666 | 1249.7226 | 0.083944 | 4073.2421 | 0.2736 | 598.8339 | 0.083944 | 1949.3441 | 0.27326 | -111.0289 | 39.1747
3943 | 1 | Fort Martin Power Station | WV | 54061 | PJMW | Coal | 607.9842 | 1494.4057 | 0.09991 | 3938.1247 | 0.26329 | 1122.1727 | 0.09991 | 2965.3095 | 0.26401 | -79.9275 | 39.7107
298 | LIM2 | Limestone | TX | 48293 | TRE | Coal | 1116.0851 | 3470.5037 | 0.15602 | 3916.8966 | 0.17609 | 1023.5017 | 0.15602 | 1155.7653 | 0.17618 | -96.2525 | 31.4219
1403 | 5 | Ninemile Point | LA | 22051 | MISS | Boiler Gas | 743.0514 | 8.1092 | 0.00060001 | 3811.5156 | 0.28202 | 9.9477 | 0.00060001 | 4670.2083 | 0.28169 | -90.1458 | 29.9472
8042 | 1 | Belews Creek | NC | 37169 | SRCA | Coal | 1363.777 | 1127.6594 | 0.043342 | 3767.1956 | 0.14479 | 966.9628 | 0.043342 | 3230.2647 | 0.14479 | -80.0588 | 36.2827
6019 | 1 | W H Zimmer Generating Station | OH | 39025 | PJMW | Coal | 1307.8245 | 6285.6504 | 0.38431 | 3693.681 | 0.22584 | 0 |  | 0 |  | -84.2286 | 38.8689
6077 | 1 | Gerald Gentleman Station | NE | 31111 | SPPN | Coal | 861.2018 | 10127.1831 | 0.56781 | 3684.3194 | 0.20657 | 3053.9242 | 0.56781 | 1111.0181 | 0.20657 | -101.1408 | 41.0808
6481 | 1SGA | Intermountain | UT | 49027 | CASO | Coal | 1095.1818 | 770.2447 | 0.057341 | 3682.18 | 0.27412 | 0 |  | 0 |  | -112.5792 | 39.5108
2168 | MB3 | Thomas Hill Energy Center | MO | 29175 | MISC | Coal | 825.8898 | 7575.4783 | 0.38162 | 3663.5553 | 0.18456 | 5326.0137 | 0.38162 | 1573.825 | 0.11277 | -92.6392 | 39.5531
3845 | BW22 | Centralia | WA | 53041 | NWPP | Coal | 901.1937 | 1261.7935 | 0.061252 | 3650.3135 | 0.1772 | 0 |  | 0 |  | -122.8578 | 46.7559
6204 | 3 | Laramie River | WY | 56031 | RMRG | Coal | 667.696 | 3264.5042 | 0.12801 | 3624.8001 | 0.14214 | 2089.9534 | 0.12801 | 2320.5354 | 0.14213 | -104.8828 | 42.1103
6021 | C1 | Craig | CO | 08081 | RMRG | Coal | 603.4167 | 742.2813 | 0.053373 | 3492.3237 | 0.25111 | 0 |  | 0 |  | -107.5912 | 40.4627
6096 | 1 | Nebraska City Station | NE | 31131 | SPPN | Coal | 729.1939 | 8378.3074 | 0.4885 | 3367.7735 | 0.19636 | 2523.5667 | 0.4885 | 1014.4032 | 0.19636 | -95.7765 | 40.6215
6004 | 1 | Pleasants Power Station | WV | 54073 | PJMW | Coal | 801.5102 | 6100.3165 | 0.29358 | 3327.9972 | 0.16016 | 4582.4734 | 0.29358 | 2211.252 | 0.14167 | -81.2944 | 39.3668
8069 | 2 | Huntington | UT | 49015 | BASN | Coal | 576.628 | 1257.4635 | 0.077674 | 3301.2477 | 0.20392 | 0 |  | 0 |  | -111.0781 | 39.3792
2832 | 8 | Miami Fort Power Station | OH | 39061 | PJMW | Coal | 572.9205 | 7633.6084 | 0.5077 | 3292.1517 | 0.21896 | 0 |  | 0 |  | -84.8031 | 39.1131
2823 | B1 | Milton R Young | ND | 38065 | MISW | Coal | 326.245 | 222.294 | 0.022714 | 3246.1275 | 0.33169 | 119.3305 | 0.022714 | 1743.3332 | 0.33183 | -101.2139 | 47.0664
6004 | 2 | Pleasants Power Station | WV | 54073 | PJMW | Coal | 772.0008 | 6651.5242 | 0.32633 | 3217.8086 | 0.15787 | 5010.5774 | 0.32633 | 2913.5174 | 0.18975 | -81.2944 | 39.3668
6030 | 1 | Coal Creek | ND | 38055 | MISW | Coal | 613.7282 | 3340.1656 | 0.14086 | 3210.2531 | 0.13539 | 1797.8555 | 0.14086 | 1726.676 | 0.13529 | -101.1567 | 47.3761
298 | LIM1 | Limestone | TX | 48293 | TRE | Coal | 1072.0235 | 2866.4915 | 0.15853 | 3152.455 | 0.17435 | 845.4427 | 0.15853 | 929.7848 | 0.17435 | -96.2525 | 31.4219
6146 | 3 | Martin Lake | TX | 48401 | TRE | Coal | 1112.9995 | 7071.1132 | 0.29877 | 3083.79 | 0.13029 | 2087.0209 | 0.29877 | 910.7075 | 0.13037 | -94.5703 | 32.2597
2727 | 4 | Marshall | NC | 37035 | SRCA | Coal | 804.2091 | 448.2248 | 0.033548 | 3053.5774 | 0.22855 | 384.2727 | 0.033548 | 2618.3376 | 0.22859 | -80.9612 | 35.598
8102 | 1 | Gen J M Gavin | OH | 39053 | PJMW | Coal | 1585.0767 | 10328.9885 | 0.32446 | 3053.1737 | 0.095908 | 7631.911 | 0.32446 | 2270.0962 | 0.09651 | -82.1158 | 38.9347
2451 | 4 | San Juan | NM | 35045 | SRSG | Coal | 699.8559 | 517.8704 | 0.038263 | 3048.8527 | 0.22527 | 0 |  | 0 |  | -108.4386 | 36.8006
6146 | 1 | Martin Lake | TX | 48401 | TRE | Coal | 1077.3076 | 4598.247 | 0.20779 | 3046.5366 | 0.13767 | 1356.743 | 0.20779 | 898.9877 | 0.13768 | -94.5703 | 32.2597
6641 | 1 | Independence | AR | 05063 | MISS | Coal | 839.0765 | 7894.9701 | 0.45866 | 2974.333 | 0.1728 | 0 |  | 0 |  | -91.4083 | 35.6733
6021 | C3 | Craig | CO | 08081 | RMRG | Coal | 617.2506 | 1714.7135 | 0.12675 | 2973.3259 | 0.21979 | 0 |  | 0 |  | -107.5912 | 40.4627
6190 | 2 | Brame Energy Center | LA | 22079 | MISS | Coal | 553.6166 | 3679.0951 | 0.2624 | 2963.1081 | 0.21133 | 0 |  | 0 |  | -92.7167 | 31.395
6077 | 2 | Gerald Gentleman Station | NE | 31111 | SPPN | Coal | 875.0049 | 11101.1894 | 0.57422 | 2949.8605 | 0.15258 | 3349.2537 | 0.57422 | 889.7645 | 0.15255 | -101.1408 | 41.0808
7902 | 1 | H W Pirkey Power Plant | TX | 48203 | SPPS | Coal | 785.4912 | 1247.0381 | 0.074186 | 2949.8434 | 0.17549 | 0 |  | 0 |  | -94.4852 | 32.4607
6034 | 1 | Belle River | MI | 26147 | MISE | Boiler Gas | 810 | 8212.7378 | 0.57209 | 2940.6723 | 0.20484 | 1.1656 | 0.00060019 | 49.7423 | 0.025613 | -82.4945 | 42.7748
6664 | 101 | Louisa | IA | 19115 | MISW | Coal | 822.986 | 4892.6564 | 0.29583 | 2900.1023 | 0.17535 | 893.31 | 0.1 | 1565.0824 | 0.1752 | -91.0936 | 41.3153
6146 | 2 | Martin Lake | TX | 48401 | TRE | Coal | 1121.6995 | 6020.4579 | 0.25396 | 2869.3742 | 0.12104 | 1776.8152 | 0.25396 | 847.104 | 0.12108 | -94.5703 | 32.2597
6257 | 3 | Scherer | GA | 13207 | SRSE | Coal | 902.5654 | 361.3653 | 0.019598 | 2848.8494 | 0.1545 | 0 |  | 0 |  | -83.8072 | 33.0583
2107 | 2 | Sioux | MO | 29183 | MISC | Coal | 474.5143 | 989.3961 | 0.084826 | 2844.2923 | 0.24386 | 1648.6991 | 0.2 | 1483.8291 | 0.18 | -90.2917 | 38.9158
994 | 4 | IPL - Petersburg Generating Station | IN | 18125 | MISC | Boiler Gas | 609.6 | 2291.5357 | 0.15389 | 2823.4216 | 0.18961 | 0.089423 | 0.0005822 | 15.3595 | 0.1 | -87.2525 | 38.5267
8066 | BW71 | Jim Bridger | WY | 56037 | BASN | Coal | 790.2232 | 2008.7232 | 0.12795 | 2801.8407 | 0.17847 | 0 |  | 0 |  | -108.7875 | 41.7378
6138 | 1 | Flint Creek Power Plant | AR | 05007 | SPPS | Coal | 619.6341 | 819.0588 | 0.057821 | 2777.512 | 0.19608 | 287.8038 | 0.057821 | 976.5213 | 0.19619 | -94.5241 | 36.2561
6264 | 1 | Mountaineer (1301) | WV | 54053 | PJMW | Coal | 1381.3446 | 2589.1142 | 0.097124 | 2769.3159 | 0.10388 | 1933.7069 | 0.097124 | 2067.9541 | 0.10387 | -81.9344 | 38.9794
3943 | 2 | Fort Martin Power Station | WV | 54061 | PJMW | Coal | 592.3952 | 1390.9418 | 0.12885 | 2739.9897 | 0.25382 | 1032.955 | 0.12885 | 2041.903 | 0.25471 | -79.9275 | 39.7107
564 | 1 | Curtis H. Stanton Energy Center | FL | 12095 | FRCC | Coal | 459.7914 | 820.6253 | 0.073841 | 2718.7816 | 0.24464 | 996.9322 | 0.073841 | 3303.8554 | 0.24471 | -81.1686 | 28.4836
6204 | 2 | Laramie River | WY | 56031 | RMRG | Coal | 656.2479 | 2030.6101 | 0.10719 | 2716.7431 | 0.14341 | 1268.2129 | 0.10719 | 1696.2517 | 0.14337 | -104.8828 | 42.1103
6090 | 3 | Sherburne County | MN | 27141 | MISW | Coal | 936.0985 | 3085.3522 | 0.15753 | 2706.2357 | 0.13817 | 0 |  | 0 |  | -93.8958 | 45.3792
6030 | 2 | Coal Creek | ND | 38055 | MISW | Coal | 617.5558 | 2924.8697 | 0.14325 | 2660.889 | 0.13032 | 1566.4048 | 0.14325 | 1424.4325 | 0.13027 | -101.1567 | 47.3761
6165 | 2 | Hunter | UT | 49015 | BASN | Coal | 625.3831 | 1209.4078 | 0.07979 | 2636.2597 | 0.17393 | 596.8967 | 0.07979 | 1298.9085 | 0.17363 | -111.0289 | 39.1747
6101 | BW91 | Wyodak | WY | 56005 | BASN | Coal | 477.6645 | 1758.1897 | 0.15671 | 2628.9302 | 0.23431 | 873.6915 | 0.15671 | 1307.0187 | 0.23443 | -105.3847 | 44.2886
6073 | 2 | Daniel Electric Generating Plant | MS | 28059 | SRSE | Coal | 487.6272 | 153.6951 | 0.016247 | 2562.9916 | 0.27093 | 0 |  | 0 |  | -88.5574 | 30.5335
2168 | MB1 | Thomas Hill Energy Center | MO | 29175 | MISC | Coal | 214.4106 | 2239.899 | 0.36112 | 2559.1719 | 0.41259 | 1600.9462 | 0.36112 | 497.7178 | 0.11227 | -92.6392 | 39.5531
8069 | 1 | Huntington | UT | 49015 | BASN | Coal | 538.0482 | 1261.3343 | 0.088446 | 2526.5645 | 0.17717 | 0 |  | 0 |  | -111.0781 | 39.3792
6009 | 1 | White Bluff | AR | 05069 | MISS | Coal | 900.476 | 7578.7895 | 0.4788 | 2523.7184 | 0.15944 | 0 |  | 0 |  | -92.1392 | 34.4236
6257 | 1 | Scherer | GA | 13207 | SRSE | Coal | 976.1081 | 319.6421 | 0.018852 | 2520.0253 | 0.14862 | 0 |  | 0 |  | -83.8072 | 33.0583
6090 | 1 | Sherburne County | MN | 27141 | MISW | Coal | 673.9706 | 416.4518 | 0.022087 | 2475.4152 | 0.13129 | 0 |  | 0 |  | -93.8958 | 45.3792
6179 | 2 | Sam Seymour | TX | 48149 | TRE | Coal | 628.9759 | 415.327 | 0.018588 | 2465.1113 | 0.11033 | 122.5652 | 0.018588 | 727.2984 | 0.1103 | -96.7506 | 29.9172
7097 | **1 | J K Spruce | TX | 48029 | TRE | Coal | 589.1718 | 905.0344 | 0.051969 | 2445.9588 | 0.14045 | 266.963 | 0.051969 | 721.5414 | 0.14046 | -98.3205 | 29.3091
6139 | 1 | Welsh Power Plant | TX | 48449 | SPPS | Coal | 633.4055 | 5771.4166 | 0.43678 | 2400.9103 | 0.1817 | 0 |  | 0 |  | -94.844 | 33.0583
8102 | 2 | Gen J M Gavin | OH | 39053 | PJMW | Coal | 1621.5289 | 10009.6728 | 0.35382 | 2397.5451 | 0.084748 | 7394.1938 | 0.35382 | 1788.1642 | 0.085565 | -82.1158 | 38.9347
1356 | 3 | Ghent | KY | 21041 | SRCE | Coal | 584.4656 | 4461.178 | 0.30387 | 2397.4342 | 0.1633 | 1923.8081 | 0.30387 | 1038.5833 | 0.16405 | -85.035 | 38.7497
3298 | WIL1 | Williams | SC | 45015 | SRCA | Coal | 594.1913 | 709.221 | 0.078471 | 2352.1001 | 0.26025 | 607.3131 | 0.078471 | 2025.9175 | 0.26177 | -79.9285 | 33.0163
6017 | 1 | Newton | IL | 17079 | MISC | Coal | 772.6846 | 6815.8788 | 0.37139 | 2345.6395 | 0.12781 | 0 |  | 0 |  | -88.2778 | 38.9361
1393 | 6 | R S Nelson | LA | 22019 | MISS | Coal | 528.4824 | 6208.9499 | 0.49135 | 2343.8596 | 0.18548 | 296.7414 | 0.49135 | 112.2198 | 0.18582 | -93.2917 | 30.2861
6180 | 1 | Oak Grove | TX | 48395 | TRE | Coal | 968.062 | 4300.3923 | 0.1363 | 2297.1827 | 0.072808 | 1268.6803 | 0.1363 | 677.9025 | 0.072829 | -96.4884 | 31.1789
6139 | 3 | Welsh Power Plant | TX | 48449 | SPPS | Coal | 641.6858 | 5144.2694 | 0.45272 | 2295.03 | 0.20197 | 0 |  | 0 |  | -94.844 | 33.0583
6180 | 2 | Oak Grove | TX | 48395 | TRE | Coal | 1054.2099 | 4476.7454 | 0.13899 | 2294.1122 | 0.071228 | 1321.0097 | 0.13899 | 676.9031 | 0.071222 | -96.489 | 31.1797
8042 | 2 | Belews Creek | NC | 37169 | SRCA | Coal | 1427.6018 | 852.9319 | 0.047352 | 2280.3749 | 0.1266 | 727.4035 | 0.047352 | 1944.6463 | 0.12659 | -80.0588 | 36.2827
6178 | 1 | Coleto Creek | TX | 48175 | TRE | Coal | 668.0761 | 8205.4879 | 0.55606 | 2273.8098 | 0.15409 | 2422.219 | 0.55606 | 670.9225 | 0.15402 | -97.2142 | 28.7128
1001 | 2 | Cayuga | IN | 18165 | MISC | Combined Cycle Gas | 1240 | 1119.4733 | 0.0825 | 2271.0589 | 0.16737 | 6.69 | 0.00060001 | 56.7144 | 0.0050866 | -87.4272 | 39.9239
2049 | 5 | Watson Electric Generating Plant | MS | 28047 | SRSE | Boiler Gas | 525.9884 | 5.288 | 0.00060003 | 2257.758 | 0.25619 | 6.1148 | 0.00060003 | 2609.7639 | 0.25609 | -89.0265 | 30.4408
1356 | 2 | Ghent | KY | 21041 | SRCE | Coal | 583.6003 | 4157.1122 | 0.36554 | 2241.1801 | 0.19707 | 1811.5717 | 0.36554 | 977.6095 | 0.19726 | -85.035 | 38.7497
6009 | 2 | White Bluff | AR | 05069 | MISS | Coal | 872.8267 | 6379.9082 | 0.45764 | 2237.3929 | 0.16049 | 0 |  | 0 |  | -92.1392 | 34.4236
8066 | BW72 | Jim Bridger | WY | 56037 | BASN | Coal | 765.6466 | 1688.6617 | 0.13124 | 2227.1717 | 0.17309 | 0 |  | 0 |  | -108.7875 | 41.7378
6469 | B1 | Antelope Valley | ND | 38057 | SPPN | Coal | 621.0908 | 5948.7081 | 0.35569 | 2224.8147 | 0.13303 | 1793.1635 | 0.35569 | 670.8418 | 0.13307 | -101.8344 | 47.3714
6177 | U1B | Coronado Generating Station | AZ | 04001 | SRSG | Coal | 443.0578 | 84.9418 | 0.010895 | 2212.0115 | 0.28372 | 9.5162 | 0.007 | 74.7702 | 0.055 | -109.2717 | 34.5778
6179 | 3 | Sam Seymour | TX | 48149 | TRE | Coal | 590.386 | 403.3622 | 0.021918 | 2181.4344 | 0.11853 | 119.0414 | 0.021918 | 644.0757 | 0.11859 | -96.7506 | 29.9172
6018 | 2 | East Bend | KY | 21015 | PJMW | Coal | 730.0021 | 1823.7071 | 0.10989 | 2178.176 | 0.13125 | 1379.1948 | 0.10989 | 1658.1514 | 0.13212 | -84.8511 | 38.9031
6073 | 1 | Daniel Electric Generating Plant | MS | 28059 | SRSE | Coal | 529.9589 | 132.2959 | 0.018638 | 2160.2547 | 0.30435 | 0 |  | 0 |  | -88.5574 | 30.5335
1364 | 2 | Mill Creek | KY | 21111 | SRCE | Coal | 339.4306 | 736.5454 | 0.089925 | 2151.3377 | 0.26266 | 315.4067 | 0.089925 | 920.9291 | 0.26256 | -85.91 | 38.0531
1403 | 4 | Ninemile Point | LA | 22051 | MISS | Boiler Gas | 719.9694 | 6.2057 | 0.00060001 | 2139.4897 | 0.20686 | 7.7866 | 0.00060001 | 2690.0614 | 0.20729 | -90.1458 | 29.9472
6705 | 1 | Alcoa Allowance Management Inc | IN | 18173 | CONUS | Industrial | 199.163 | 0 | 0 | 2127.401 | 0.33461 | 0 | 0 | 2128.6864 | 0.3346 | -87.3328 | 37.915
6002 | 2 | James H Miller Jr | AL | 01073 | SRSE | Coal | 980.4418 | 271.1829 | 0.0086647 | 2118.4602 | 0.067688 | 269.5613 | 0.0086647 | 2105.2525 | 0.067671 | -87.0597 | 33.6319
2107 | 1 | Sioux | MO | 29183 | MISC | Coal | 508.8022 | 686.9586 | 0.081505 | 2115.2957 | 0.25097 | 1184.2262 | 0.2 | 1065.8036 | 0.18 | -90.2917 | 38.9158
6469 | B2 | Antelope Valley | ND | 38057 | SPPN | Coal | 574.5827 | 5673.4478 | 0.34834 | 2111.8699 | 0.12967 | 1711.6156 | 0.34834 | 637.4631 | 0.12973 | -101.8344 | 47.3714
2103 | 3 | Labadie | MO | 29071 | MISC | Coal | 658.1112 | 12062.1829 | 0.54204 | 2103.9073 | 0.094543 | 8518.239 | 0.54204 | 1486.4383 | 0.094586 | -90.8361 | 38.5583
6090 | 2 | Sherburne County | MN | 27141 | MISW | Coal | 720.8516 | 359.2318 | 0.022058 | 2070.7876 | 0.12715 | 0 |  | 0 |  | -93.8958 | 45.3792
6068 | 2 | Jeffrey Energy Center | KS | 20149 | SPPC | Coal | 842.1404 | 191.4126 | 0.010776 | 2057.5598 | 0.11583 | 90.1057 | 0.010776 | 968.9651 | 0.11588 | -96.1172 | 39.2868
6002 | 1 | James H Miller Jr | AL | 01073 | SRSE | Coal | 1196.0676 | 296.379 | 0.010019 | 2046.7033 | 0.069187 | 297.7255 | 0.010019 | 2056.0624 | 0.069189 | -87.0597 | 33.6319
6183 | SM-1 | San Miguel | TX | 48013 | TRE | Coal | 469.133 | 9487.717 | 0.75874 | 2017.5017 | 0.16134 | 2799.1386 | 0.75874 | 595.8107 | 0.1615 | -98.4781 | 28.7044
6823 | W1 | D B Wilson | KY | 21183 | MISC | Coal | 557.8527 | 6403.8309 | 0.44947 | 2006.8482 | 0.14086 | 4500.1028 | 0.44947 | 1420.4711 | 0.14188 | -87.0803 | 37.4497
6705 | 4 | Alcoa Allowance Management Inc | IN | 18173 | CONUS | Industrial | 442.9256 | 817.4187 | 0.083899 | 2001.6455 | 0.20545 | 825.5858 | 0.083899 | 2310.5123 | 0.2348 | -87.3328 | 37.915
1001 | 1 | Cayuga | IN | 18165 | MISC | Combined Cycle Gas | 1240 | 546.4406 | 0.059969 | 2001.1277 | 0.21961 | 6.69 | 0.00060001 | 56.7144 | 0.0050866 | -87.4272 | 39.9239
55856 | 01 | Prairie State Generating Station | IL | 17189 | MISC | Coal | 918.8127 | 5156.7475 | 0.16567 | 1982.9119 | 0.063704 | 3632.5393 | 0.16567 | 1396.3394 | 0.063683 | -89.667 | 38.2792
2103 | 1 | Labadie | MO | 29071 | MISC | Coal | 651.2061 | 11112.6701 | 0.529 | 1961.0689 | 0.093354 | 7849.5719 | 0.529 | 1384.6746 | 0.093317 | -90.8361 | 38.5583
2103 | 4 | Labadie | MO | 29071 | MISC | Coal | 644.1387 | 10991.6475 | 0.54044 | 1936.6735 | 0.095223 | 7737.6528 | 0.54044 | 1362.8329 | 0.095188 | -90.8361 | 38.5583
2727 | 3 | Marshall | NC | 37035 | SRCA | Coal | 791.9705 | 632.8091 | 0.040043 | 1922.7839 | 0.12167 | 542.4814 | 0.040043 | 1648.8031 | 0.12171 | -80.9612 | 35.598
6705 | 3 | Alcoa Allowance Management Inc | IN | 18173 | CONUS | Industrial | 254.7642 | 0 | 0 | 1901.5871 | 0.30778 | 0 | 0 | 1903.6732 | 0.3079 | -87.3328 | 37.915
6055 | 2B3 | Big Cajun 2 | LA | 22077 | MISS | Coal | 696.9636 | 8287.3038 | 0.55444 | 1881.4453 | 0.12587 | 49.1475 | 0.07 | 88.3179 | 0.12579 | -91.3669 | 30.7261
1167 | 8 | Muscatine | IA | 19139 | MISW | Coal | 71.7939 | 1338.3385 | 0.5838 | 1879.9783 | 0.82007 | 0 |  | 0 |  | -91.0569 | 41.3917
56456 | 1 | Plum Point Energy Station | AR | 05111 | MISS | Coal | 749.1592 | 3052.4834 | 0.13109 | 1879.2609 | 0.080708 | 135.5208 | 0.13109 | 83.4645 | 0.080738 | -90.7257 | 35.6519
3399 | 1 | Cumberland | TN | 47161 | SRCE | Coal | 1473.2691 | 2446.3666 | 0.12179 | 1851.9576 | 0.092195 | 1068.4824 | 0.12179 | 808.8774 | 0.092196 | -87.6539 | 36.3903
6193 | 063B | Harrington Station | TX | 48375 | SPPS | Coal | 436.9918 | 5889.9212 | 0.61192 | 1847.6849 | 0.19196 | 2067.4858 | 0.61192 | 649.2384 | 0.19216 | -101.7475 | 35.2972
113 | 3 | Cholla | AZ | 04017 | SRSG | Coal | 532.2412 | 811.5799 | 0.079948 | 1815.6671 | 0.17886 | 0 |  | 0 |  | -110.3033 | 34.9394
2291 | 5 | North Omaha Station | NE | 31055 | SPPN | Boiler Gas | 217 | 3315.1504 | 0.55846 | 1799.1975 | 0.30309 | 0.033446 | 0.00059281 | 3.9905 | 0.070729 | -95.9458 | 41.3297
6002 | 3 | James H Miller Jr | AL | 01073 | SRSE | Coal | 944.0816 | 384.3405 | 0.0147 | 1796.0938 | 0.068695 | 377.0451 | 0.0147 | 1761.5616 | 0.068677 | -87.0597 | 33.6319
2952 | 6 | Muskogee | OK | 40101 | SPPS | Coal | 508.7592 | 2724.113 | 0.45812 | 1789.4886 | 0.30094 | 922.3908 | 0.45812 | 605.9942 | 0.30098 | -95.2847 | 35.7617
2442 | 5 | Four Corners Steam Elec Station | NM | 35045 | SRSG | Coal | 845.1844 | 1079.0644 | 0.0399 | 1787.8473 | 0.066109 | 0 |  | 0 |  | -108.4814 | 36.69
6165 | 1 | Hunter | UT | 49015 | BASN | Coal | 560.4884 | 815.3406 | 0.081386 | 1783.1008 | 0.17799 | 370.5603 | 0.081386 | 810.2506 | 0.17795 | -111.0289 | 39.1747
703 | 2BLR | Bowen | GA | 13015 | SRSE | Coal | 815.9106 | 1107.9504 | 0.099391 | 1779.1956 | 0.15961 | 0 |  | 0 |  | -84.9192 | 34.1256
667 | 3 | Northside | FL | 12031 | FRCC | Boiler Gas | 440.5808 | 281.5866 | 0.025461 | 1771.6308 | 0.16019 | 328.8911 | 0.025461 | 2067.7298 | 0.16007 | -81.5525 | 30.4172
2103 | 2 | Labadie | MO | 29071 | MISC | Coal | 658.103 | 10098.962 | 0.52882 | 1761.3428 | 0.092231 | 7097.2717 | 0.52882 | 1237.953 | 0.09224 | -90.8361 | 38.5583
1893 | 4 | Boswell Energy Center | MN | 27061 | MISW | Boiler Gas | 510.9 | 417.0149 | 0.026552 | 1755.3611 | 0.11177 | 12.3096 | 0.005 | 369.2874 | 0.15 | -93.6531 | 47.2603
2442 | 4 | Four Corners Steam Elec Station | NM | 35045 | SRSG | Coal | 926.3339 | 1033.8656 | 0.040959 | 1735.4907 | 0.068755 | 0 |  | 0 |  | -108.4814 | 36.69
3136 | 1 | Keystone | PA | 42005 | PJME | Coal | 902.8207 | 4935.2945 | 0.39346 | 1723.6239 | 0.13742 | 3758.2197 | 0.39346 | 716.3718 | 0.075 | -79.3411 | 40.6604
55856 | 02 | Prairie State Generating Station | IL | 17189 | MISC | Coal | 925.4102 | 4029.7294 | 0.14877 | 1718.7229 | 0.063454 | 2825.9436 | 0.14877 | 1205.3024 | 0.063454 | -89.667 | 38.2792
3118 | 2 | Conemaugh | PA | 42063 | PJME | Coal | 993.3832 | 1317.0434 | 0.088714 | 1706.0744 | 0.11492 | 995.4127 | 0.088714 | 807.8709 | 0.072 | -79.0611 | 40.3842
108 | SGU1 | Holcomb | KS | 20055 | SPPC | Coal | 396.4998 | 1254.004 | 0.14417 | 1701.2333 | 0.19558 | 587.506 | 0.14417 | 797.0407 | 0.19558 | -100.9725 | 37.9308
3944 | 3 | Harrison Power Station | WV | 54033 | PJMW | Coal | 801.4214 | 6158.5117 | 0.24402 | 1694.61 | 0.067147 | 4631.6268 | 0.24402 | 3055.7921 | 0.161 | -80.3326 | 39.384
2963 | 3313 | Northeastern | OK | 40131 | SPPS | Coal | 497.7795 | 4732.3516 | 0.34913 | 1693.3073 | 0.12492 | 0 |  | 0 |  | -95.7008 | 36.4317
1364 | 1 | Mill Creek | KY | 21111 | SRCE | Coal | 341.4163 | 578.1036 | 0.091284 | 1693.1163 | 0.26735 | 244.9977 | 0.091284 | 717.3265 | 0.26727 | -85.91 | 38.0531
6179 | 1 | Sam Seymour | TX | 48149 | TRE | Coal | 802.6218 | 333.3139 | 0.023404 | 1692.4936 | 0.11884 | 98.2626 | 0.023404 | 499.1681 | 0.11889 | -96.7506 | 29.9172
3118 | 1 | Conemaugh | PA | 42063 | PJME | Coal | 1001.4445 | 809.2557 | 0.056805 | 1660.0121 | 0.11652 | 609.9599 | 0.056805 | 773.1157 | 0.072 | -79.0611 | 40.3842
4158 | BW42 | Dave Johnston | WY | 56009 | BASN | Coal | 156.4646 | 3074.5754 | 0.74576 | 1650.813 | 0.40042 | 0 |  | 0 |  | -105.7769 | 42.8378
1241 | 1 | La Cygne | KS | 20107 | SPPC | Coal | 830.9706 | 395.0849 | 0.022376 | 1625.3961 | 0.092055 | 185.7415 | 0.022376 | 763.5447 | 0.091983 | -94.6466 | 38.3472
3140 | 3 | Brunner Island, LLC | PA | 42133 | PJME | Coal | 795.0706 | 1386.6403 | 0.15443 | 1625.2214 | 0.181 | 6.7112 | 0.001 | 671.1187 | 0.1 | -76.6962 | 40.097
3944 | 1 | Harrison Power Station | WV | 54033 | PJMW | Coal | 867.2051 | 6028.1873 | 0.26669 | 1621.4952 | 0.071735 | 4545.9675 | 0.26669 | 1221.8699 | 0.071681 | -80.3326 | 39.384
8223 | 1 | Springerville Generating Station | AZ | 04001 | SRSG | Coal | 509.447 | 2087.086 | 0.20918 | 1616.455 | 0.16201 | 387.3684 | 0.20918 | 300.4615 | 0.16225 | -109.1636 | 34.3186
6705 | 2 | Alcoa Allowance Management Inc | IN | 18173 | CONUS | Industrial | 254.769 | 0 | 0 | 1609.7676 | 0.34261 | 0 | 0 | 1613.1509 | 0.34261 | -87.3328 | 37.915
6002 | 4 | James H Miller Jr | AL | 01073 | SRSE | Coal | 1124.7464 | 239.7641 | 0.0090449 | 1576.8458 | 0.059485 | 236.1963 | 0.0090449 | 1554.0523 | 0.059511 | -87.0597 | 33.6319
26 | 5 | E C Gaston | AL | 01117 | SRSE | Coal | 785.2887 | 465.0732 | 0.028914 | 1574.3524 | 0.09788 | 0 |  | 0 |  | -86.4567 | 33.2442
8023 | 1 | Columbia | WI | 55021 | MISW | Coal | 575.5478 | 741.1285 | 0.057333 | 1565.8534 | 0.12113 | 0 |  | 0 |  | -89.4203 | 43.4864
6064 | N1 | Nearman Creek | KS | 20209 | SPPC | Coal | 339.109 | 1386.1328 | 0.18415 | 1542.7031 | 0.20495 | 707.3976 | 0.2 | 919.6169 | 0.26 | -94.6972 | 39.1711
3935 | 3 | John E Amos | WV | 54079 | PJMW | Coal | 1419.8614 | 1651.7178 | 0.11028 | 1537.0967 | 0.10262 | 1238.8746 | 0.11028 | 1149.3496 | 0.10231 | -81.8233 | 38.4731
160 | 3 | Apache Station | AZ | 04003 | SRSG | Coal | 203.6884 | 290.2773 | 0.040597 | 1524.7898 | 0.21325 | 54.6728 | 0.040597 | 286.9988 | 0.21311 | -109.8931 | 32.0619
2712 | 2 | Roxboro | NC | 37145 | SRCA | Coal | 819.6904 | 1802.6338 | 0.17549 | 1490.459 | 0.1451 | 1540.2948 | 0.17549 | 1272.2483 | 0.14495 | -79.0714 | 36.4838
564 | 2 | Curtis H. Stanton Energy Center | FL | 12095 | FRCC | Coal | 444.6433 | 655.9547 | 0.059908 | 1485.4979 | 0.13567 | 789.6736 | 0.059908 | 1786.6332 | 0.13554 | -81.1686 | 28.4836
1241 | 2 | La Cygne | KS | 20107 | SPPC | Coal | 789.8083 | 417.095 | 0.024057 | 1477.5488 | 0.085222 | 194.5562 | 0.024057 | 689.9281 | 0.08531 | -94.6466 | 38.3472
3136 | 2 | Keystone | PA | 42005 | PJME | Coal | 922.9177 | 6023.7789 | 0.43456 | 1465.8733 | 0.10575 | 4506.6712 | 0.43456 | 777.7912 | 0.075 | -79.3411 | 40.6604
628 | 5 | Crystal River | FL | 12017 | FRCC | Coal | 747.2806 | 1790.1805 | 0.13537 | 1465.3711 | 0.11081 | 2044.8602 | 0.13537 | 1672.3335 | 0.11071 | -82.7003 | 28.9594
2277 | 2 | Sheldon | NE | 31109 | SPPN | Coal | 155.7778 | 1791.218 | 0.56137 | 1456.7702 | 0.45655 | 541.0794 | 0.56137 | 440.0885 | 0.45659 | -96.7842 | 40.5589
2277 | 1 | Sheldon | NE | 31109 | SPPN | Coal | 143.2772 | 1527.2508 | 0.56365 | 1440.437 | 0.53161 | 463.4435 | 0.56365 | 437.1346 | 0.53165 | -96.7842 | 40.5589
470 | 2 | Comanche (470) | CO | 08101 | RMRG | Coal | 355.7515 | 799.0251 | 0.08334 | 1421.9095 | 0.14831 | 0 |  | 0 |  | -104.5747 | 38.2081
6041 | 2 | H L Spurlock | KY | 21161 | PJMW | Coal | 571.8415 | 1281.254 | 0.072088 | 1416.319 | 0.079687 | 965.3035 | 0.072088 | 1071.903 | 0.080049 | -83.8175 | 38.7
4158 | BW43 | Dave Johnston | WY | 56009 | BASN | Coal | 301.2759 | 771.6738 | 0.11254 | 1415.6451 | 0.20646 | 0 |  | 0 |  | -105.7769 | 42.8378
2866 | 6 | W H Sammis | OH | 39081 | PJMW | Coal | 698.0677 | 1761.5711 | 0.10157 | 1405.8793 | 0.081065 | 0 |  | 0 |  | -80.6311 | 40.5308
6166 | MB2 | Rockport | IN | 18147 | PJMW | Coal | 1189.2671 | 2060.3778 | 0.10805 | 1394.518 | 0.073133 | 0 |  | 0 |  | -87.0372 | 37.9256
3 | 5 | Barry | AL | 01097 | SRSE | Coal | 756.508 | 517.3694 | 0.027709 | 1380.3528 | 0.073927 | 507.6918 | 0.027709 | 1354.8635 | 0.073945 | -88.0103 | 31.0069
6068 | 3 | Jeffrey Energy Center | KS | 20149 | SPPC | Coal | 866.7378 | 149.4955 | 0.012464 | 1380.3486 | 0.11508 | 70.1154 | 0.012464 | 647.378 | 0.11508 | -96.1172 | 39.2868
856 | 2 | E D Edwards | IL | 17143 | MISC | Coal | 319.8373 | 3109.344 | 0.48624 | 1366.7252 | 0.21373 | 0 |  | 0 |  | -89.6631 | 40.5958
2828 | 2 | Cardinal | OH | 39081 | PJMW | Coal | 644.9042 | 4761.3391 | 0.2503 | 1362.3346 | 0.071617 | 3589.6776 | 0.2503 | 1029.6537 | 0.071795 | -80.6486 | 40.2522
703 | 1BLR | Bowen | GA | 13015 | SRSE | Coal | 888.2364 | 1847.8881 | 0.12771 | 1360.516 | 0.094025 | 0 |  | 0 |  | -84.9192 | 34.1256
6641 | 2 | Independence | AR | 05063 | MISS | Coal | 728.05 | 4489.7092 | 0.46006 | 1352.4454 | 0.13858 | 0 |  | 0 |  | -91.4083 | 35.6733
1710 | 3 | J H Campbell | MI | 26139 | MISE | Coal | 942.6999 | 1369.1835 | 0.054288 | 1337.1362 | 0.053018 | 0 |  | 0 |  | -86.2036 | 42.9103
165 | 2 | Grand River Dam Authority | OK | 40097 | SPPS | Coal | 562.8522 | 1403.9063 | 0.16181 | 1328.2503 | 0.15309 | 479.3444 | 0.16181 | 453.239 | 0.153 | -95.2889 | 36.1906
1733 | 4 | Monroe | MI | 26115 | MISE | Coal | 847.4609 | 888.1582 | 0.046476 | 1314.3504 | 0.068778 | 0 |  | 0 |  | -83.3461 | 41.8917
1733 | 1 | Monroe | MI | 26115 | MISE | Coal | 788.8378 | 1100.7688 | 0.04622 | 1307.3306 | 0.054893 | 0 |  | 0 |  | -83.3461 | 41.8917
3399 | 2 | Cumberland | TN | 47161 | SRCE | Coal | 1542.8474 | 3334.5694 | 0.16099 | 1305.6676 | 0.063036 | 1457.1484 | 0.16099 | 568.153 | 0.06277 | -87.6539 | 36.3903
56671 | 001 | Longview Power | WV | 54061 | PJMW | Coal | 793.6103 | 1700.6414 | 0.080758 | 1304.3625 | 0.06194 | 1273.3335 | 0.080758 | 977.566 | 0.062 | -79.9589 | 39.7079
1733 | 3 | Monroe | MI | 26115 | MISE | Coal | 805.8458 | 800.4302 | 0.040513 | 1293.3207 | 0.065461 | 0 |  | 0 |  | -83.3461 | 41.8917
2451 | 1 | San Juan | NM | 35045 | SRSG | Coal | 425.4878 | 86.3103 | 0.014742 | 1286.8398 | 0.2198 | 0 |  | 0 |  | -108.4386 | 36.8006
3470 | WAP6 | W A Parish | TX | 48157 | TRE | Coal | 832.6391 | 13032.9385 | 0.6515 | 1285.1499 | 0.064243 | 3844.5403 | 0.6515 | 379.1273 | 0.064247 | -95.6311 | 29.4828
2828 | 1 | Cardinal | OH | 39081 | PJMW | Coal | 641.7567 | 3623.5204 | 0.19732 | 1277.1268 | 0.069545 | 2712.9634 | 0.19732 | 956.9992 | 0.069603 | -80.6486 | 40.2522
8223 | 2 | Springerville Generating Station | AZ | 04001 | SRSG | Coal | 513.2648 | 1804.7189 | 0.23136 | 1276.8075 | 0.16369 | 308.2404 | 0.23136 | 218.8958 | 0.1643 | -109.1636 | 34.3186
6194 | 171B | Tolk Station | TX | 48279 | SPPS | Coal | 609.3462 | 3633.8321 | 0.59192 | 1272.8056 | 0.20733 | 0 |  | 0 |  | -102.5686 | 34.1847
56611 | S01 | Sandy Creek Energy Station | TX | 48309 | TRE | Coal | 984.3517 | 2005.3543 | 0.09008 | 1249.2861 | 0.056117 | 590.9473 | 0.09008 | 367.9729 | 0.056091 | -96.9551 | 31.4726
889 | 2 | Baldwin Energy Complex | IL | 17157 | MISC | Coal | 618.8788 | 1404.1017 | 0.079851 | 1247.2988 | 0.070934 | 0 |  | 0 |  | -89.855 | 38.205
6194 | 172B | Tolk Station | TX | 48279 | SPPS | Coal | 586.5791 | 5035.7872 | 0.61434 | 1242.2011 | 0.15154 | 0 |  | 0 |  | -102.5686 | 34.1847
8224 | 2 | North Valmy | NV | 32013 | BASN | Coal | 303.4937 | 736.1678 | 0.15524 | 1241.3318 | 0.26177 | 0 |  | 0 |  | -117.1542 | 40.8831
130 | 3 | Cross | SC | 45015 | SRCA | Coal | 615.9979 | 1273.9063 | 0.071356 | 1237.0851 | 0.069294 | 1093.667 | 0.071356 | 1061.9378 | 0.069286 | -80.1119 | 33.3692
6096 | 2 | Nebraska City Station | NE | 31131 | SPPN | Coal | 761.9864 | 1821.5318 | 0.095633 | 1231.5639 | 0.064659 | 549.6845 | 0.095633 | 371.5944 | 0.064649 | -95.7765 | 40.6215
1710 | 1 | J H Campbell | MI | 26139 | MISE | Coal | 278.5124 | 2006.532 | 0.27149 | 1223.989 | 0.16561 | 0 |  | 0 |  | -86.2036 | 42.9103
2721 | 6 | Cliffside | NC | 37161 | SRCA | Coal | 924.2381 | 341.0104 | 0.016866 | 1215.4946 | 0.060117 | 291.9437 | 0.016866 | 1040.6192 | 0.060118 | -81.762 | 35.2182
130 | 4 | Cross | SC | 45015 | SRCA | Coal | 619.4366 | 1025.3664 | 0.058327 | 1209.119 | 0.06878 | 879.8188 | 0.058327 | 1037.4637 | 0.068778 | -80.1119 | 33.3692
3935 | 1 | John E Amos | WV | 54079 | PJMW | Coal | 731.0152 | 1131.4367 | 0.081379 | 1199.3365 | 0.086262 | 850.7836 | 0.081379 | 900.7112 | 0.086154 | -81.8233 | 38.4731
983 | 5 | Clifty Creek | IN | 18077 | PJMW | Coal | 218.7191 | 891.3342 | 0.13026 | 1195.5457 | 0.17472 | 670.3558 | 0.13026 | 969.2099 | 0.18833 | -85.4192 | 38.7383
6113 | 5 | Gibson | IN | 18051 | MISC | Coal | 708.7204 | 2792.3889 | 0.25683 | 1192.6118 | 0.10969 | 0 |  | 0 |  | -87.7661 | 38.3722
3470 | WAP5 | W A Parish | TX | 48157 | TRE | Coal | 888.0988 | 10829.5842 | 0.59727 | 1180.2533 | 0.065093 | 3193.5888 | 0.59727 | 348.1545 | 0.065113 | -95.6311 | 29.4828
4162 | 2 | Naughton | WY | 56023 | BASN | Coal | 267.4871 | 778.3792 | 0.13214 | 1178.6181 | 0.20009 | 0 |  | 0 |  | -110.5986 | 41.7572
3944 | 2 | Harrison Power Station | WV | 54033 | PJMW | Coal | 911.8655 | 2734.2492 | 0.1889 | 1175.9103 | 0.081241 | 2072.1289 | 0.1889 | 1142.5666 | 0.10416 | -80.3326 | 39.384
6193 | 062B | Harrington Station | TX | 48375 | SPPS | Coal | 418.8584 | 4902.4031 | 0.64304 | 1172.6599 | 0.15381 | 1703.2146 | 0.64304 | 408.0341 | 0.15405 | -101.7475 | 35.2972
6085 | 18 | R M Schahfer Generating Station | IN | 18073 | MISC | Coal | 358.5147 | 237.9687 | 0.034101 | 1170.0181 | 0.16766 | 0 |  | 0 |  | -87.0239 | 41.2175
2079 | 5A | Hawthorn | MO | 29095 | SPPC | Coal | 733.6695 | 1352.1224 | 0.082848 | 1169.6124 | 0.071665 | 637.2294 | 0.082848 | 551.1464 | 0.071656 | -94.4778 | 39.1306
703 | 3BLR | Bowen | GA | 13015 | SRSE | Coal | 954.7916 | 1435.1144 | 0.13807 | 1165.0524 | 0.11209 | 0 |  | 0 |  | -84.9192 | 34.1256
4158 | BW41 | Dave Johnston | WY | 56009 | BASN | Coal | 157.799 | 2513.2463 | 0.72919 | 1155.3846 | 0.33522 | 0 |  | 0 |  | -105.7769 | 42.8378
6193 | 061B | Harrington Station | TX | 48375 | SPPS | Coal | 437.5132 | 4786.7864 | 0.65607 | 1150.3907 | 0.15767 | 1707.0431 | 0.65607 | 410.5408 | 0.15778 | -101.7475 | 35.2972
994 | 2 | IPL - Petersburg Generating Station | IN | 18125 | MISC | Coal | 471.9456 | 931.4578 | 0.064901 | 1148.568 | 0.080028 | 0 |  | 0 |  | -87.2525 | 38.5267
6254 | 1 | Ottumwa | IA | 19179 | MISW | Coal | 826.381 | 1275.4369 | 0.065443 | 1147.8987 | 0.058899 | 685.945 | 0.065443 | 619.1009 | 0.059065 | -92.5556 | 41.0961
8054 | 1 | Gerald Andrus | MS | 28151 | MISS | Boiler Gas | 662.6483 | 2.9441 | 0.00066934 | 1146.8069 | 0.26073 | 3.9786 | 0.00066934 | 1560.084 | 0.26247 | -91.1181 | 33.3503
6071 | 1 | Trimble County | KY | 21223 | SRCE | Coal | 596.937 | 2068.3831 | 0.12144 | 1137.4794 | 0.066787 | 889.8547 | 0.12144 | 486.1032 | 0.066342 | -85.4117 | 38.5847
2828 | 3 | Cardinal | OH | 39081 | PJMW | Coal | 672.9446 | 2889.1381 | 0.17527 | 1128.7679 | 0.068479 | 2134.8779 | 0.17527 | 836.7431 | 0.068697 | -80.6486 | 40.2522
6761 | 101 | Rawhide Energy Station | CO | 08069 | RMRG | Coal | 281.9293 | 792.2366 | 0.07897 | 1127.0002 | 0.11234 | 516.3046 | 0.07897 | 728.8428 | 0.11148 | -105.0206 | 40.8611
6257 | 2 | Scherer | GA | 13207 | SRSE | Coal | 933.7746 | 150.848 | 0.020934 | 1126.1029 | 0.15628 | 0 |  | 0 |  | -83.8072 | 33.0583
6113 | 2 | Gibson | IN | 18051 | MISC | Coal | 663.5189 | 911.9614 | 0.094992 | 1111.3289 | 0.11576 | 0 |  | 0 |  | -87.7661 | 38.3722
994 | 3 | IPL - Petersburg Generating Station | IN | 18125 | MISC | Boiler Gas | 609.6 | 2175.3445 | 0.16042 | 1101.0089 | 0.081192 | 4.0522 | 0.0005822 | 696.0116 | 0.1 | -87.2525 | 38.5267
7030 | U1 | Twin Oaks | TX | 48395 | TRE | Coal | 177.568 | 1255.4698 | 0.15868 | 1099.5455 | 0.13897 | 370.5318 | 0.15868 | 325.0138 | 0.13918 | -96.6965 | 31.0932
2291 | 4 | North Omaha Station | NE | 31055 | SPPN | Boiler Gas | 153.7273 | 2163.586 | 0.58356 | 1095.4972 | 0.29548 | 0.093901 | 0.00059281 | 11.2035 | 0.070729 | -95.9458 | 41.3297
6155 | 1 | Rush Island | MO | 29099 | MISC | Coal | 638.8445 | 6058.4995 | 0.48438 | 1095.3941 | 0.087578 | 0 |  | 0 |  | -90.2625 | 38.1306
7210 | COP1 | Cope Station | SC | 45075 | SRCA | Coal | 407.2697 | 717.55 | 0.071113 | 1093.248 | 0.10835 | 614.3742 | 0.071113 | 937.3243 | 0.10849 | -81.03 | 33.3642
1250 | 5 | Lawrence Energy Center | KS | 20045 | SPPC | Boiler Gas | 397.6 | 185.012 | 0.02117 | 1089.3427 | 0.12465 | 0.94367 | 0.0052 | 21.7769 | 0.12 | -95.2697 | 39.0084
6085 | 17 | R M Schahfer Generating Station | IN | 18073 | MISC | Coal | 357.7122 | 317.6722 | 0.047263 | 1087.1899 | 0.16175 | 0 |  | 0 |  | -87.0239 | 41.2175
3122 | 3 | Homer City | PA | 42063 | PJMW | Coal | 717.0621 | 2633.6699 | 0.24245 | 1078.7668 | 0.099307 | 1955.2633 | 0.24245 | 774.2165 | 0.096 | -79.1968 | 40.511
56068 | 1 | Elm Road Generating Station | WI | 55079 | MISW | Coal | 714.4668 | 196.2577 | 0.011723 | 1064.7914 | 0.063601 | 104.9036 | 0.011723 | 569.2477 | 0.063611 | -87.829 | 42.8445
889 | 1 | Baldwin Energy Complex | IL | 17157 | MISC | Coal | 624.784 | 981.4321 | 0.071114 | 1064.7348 | 0.07715 | 0 |  | 0 |  | -89.855 | 38.205
470 | 3 | Comanche (470) | CO | 08101 | RMRG | Coal | 804.1445 | 1314.258 | 0.08529 | 1061.8756 | 0.068911 | 792.8003 | 0.08529 | 640.5503 | 0.068911 | -104.5747 | 38.2081
2964 | 8003 | Southwestern | OK | 40015 | SPPS | Boiler Gas | 297.318 | 2.0227 | 0.00060005 | 1052.468 | 0.31222 | 2.7123 | 0.00060005 | 1407.6377 | 0.31142 | -98.3524 | 35.1009
1091 | 3 | George Neal North | IA | 19193 | MISW | Coal | 557.0436 | 1337.5844 | 0.35104 | 1049.2017 | 0.27535 | 717.1055 | 0.35104 | 562.6107 | 0.27541 | -96.3813 | 42.3258
6113 | 1 | Gibson | IN | 18051 | MISC | Coal | 701.6727 | 722.8044 | 0.078644 | 1047.933 | 0.11402 | 0 |  | 0 |  | -87.7661 | 38.3722
1379 | 6 | Shawnee | KY | 21145 | SRCE | Coal | 181.1192 | 2126.0483 | 0.49215 | 1042.9835 | 0.24143 | 905.2561 | 0.49215 | 444.1049 | 0.24144 | -88.775 | 37.1517
8219 | 1 | Ray D Nixon | CO | 08041 | RMRG | Coal | 262.8102 | 526.0828 | 0.084238 | 1042.8835 | 0.16699 | 334.5807 | 0.084238 | 662.9128 | 0.1669 | -104.7056 | 38.6306
8223 | TS3 | Springerville Generating Station | AZ | 04001 | SRSG | Coal | 495.3023 | 1204.162 | 0.088133 | 1042.4617 | 0.076298 | 226.2149 | 0.088133 | 195.7135 | 0.07625 | -109.1636 | 34.3186
4162 | 1 | Naughton | WY | 56023 | BASN | Coal | 287.5069 | 645.5946 | 0.13166 | 1039.66 | 0.21202 | 0 |  | 0 |  | -110.5986 | 41.7572
2712 | 3B | Roxboro | NC | 37145 | SRCA | Coal | 334.6992 | 500.3696 | 0.09864 | 1029.1375 | 0.20288 | 427.0157 | 0.09864 | 878.1207 | 0.20285 | -79.0731 | 36.484
6166 | MB1 | Rockport | IN | 18147 | PJMW | Coal | 1178.653 | 1665.5054 | 0.11549 | 1028.2223 | 0.071298 | 0 |  | 0 |  | -87.0372 | 37.9256
8224 | 1 | North Valmy | NV | 32013 | BASN | Coal | 252.3836 | 2721.6727 | 0.75667 | 1028.0013 | 0.2858 | 0 |  | 0 |  | -117.1542 | 40.8831
136 | 2 | Seminole (136) | FL | 12107 | FRCC | Coal | 785.4603 | 2734.8114 | 0.16346 | 1025.1867 | 0.061277 | 3174.2272 | 0.16346 | 1190.8882 | 0.061328 | -81.6339 | 29.7333
2866 | 7 | W H Sammis | OH | 39081 | PJMW | Coal | 619.3222 | 1258.5552 | 0.099744 | 1007.969 | 0.079884 | 0 |  | 0 |  | -80.6311 | 40.5308
3122 | 1 | Homer City | PA | 42063 | PJMW | Coal | 708.3676 | 1208.7503 | 0.20056 | 994.7796 | 0.16505 | 911.66 | 0.2 | 437.5968 | 0.096 | -79.1968 | 40.511
6021 | C2 | Craig | CO | 08081 | RMRG | Coal | 561.1574 | 645.9045 | 0.045944 | 987.5625 | 0.070246 | 0 |  | 0 |  | -107.5912 | 40.4627
1733 | 2 | Monroe | MI | 26115 | MISE | Coal | 824.3088 | 793.3909 | 0.053048 | 984.6251 | 0.065835 | 0 |  | 0 |  | -83.3461 | 41.8917
3948 | 1 | Mitchell (WV) | WV | 54051 | PJMW | Coal | 750.4081 | 1145.6313 | 0.095943 | 977.2692 | 0.081844 | 850.9946 | 0.095943 | 727.6516 | 0.082037 | -80.8153 | 39.8297
703 | 4BLR | Bowen | GA | 13015 | SRSE | Coal | 969.3738 | 1117.3955 | 0.12257 | 971.8618 | 0.1066 | 0 |  | 0 |  | -84.9192 | 34.1256
6113 | 4 | Gibson | IN | 18051 | MISC | Coal | 747.2439 | 2008.9581 | 0.19145 | 963.6772 | 0.091838 | 0 |  | 0 |  | -87.7661 | 38.3722
3470 | WAP7 | W A Parish | TX | 48157 | TRE | Coal | 973.6688 | 9347.9809 | 0.62215 | 957.8784 | 0.063751 | 2756.3908 | 0.62215 | 282.6279 | 0.063793 | -95.6311 | 29.4828
6065 | 2 | Iatan | MO | 29165 | SPPC | Coal | 939.8235 | 263.8085 | 0.01363 | 954.4779 | 0.049316 | 124.8444 | 0.01363 | 451.6835 | 0.049314 | -94.98 | 39.4472
1379 | 8 | Shawnee | KY | 21145 | SRCE | Coal | 242.8881 | 1954.5634 | 0.48799 | 952.6097 | 0.23784 | 834.3445 | 0.48799 | 406.6766 | 0.23786 | -88.775 | 37.1517
7343 | 4 | George Neal South | IA | 19193 | MISW | Coal | 748.9911 | 1953.173 | 0.36633 | 951.7198 | 0.1785 | 1049.7479 | 0.36633 | 511.5664 | 0.17852 | -96.3622 | 42.3022
983 | 4 | Clifty Creek | IN | 18077 | PJMW | Coal | 216.2368 | 738.3021 | 0.13582 | 950.8783 | 0.17492 | 553.3783 | 0.13582 | 783.5978 | 0.19232 | -85.4192 | 38.7383
6155 | 2 | Rush Island | MO | 29099 | MISC | Coal | 677.7519 | 5680.813 | 0.5094 | 950.7859 | 0.085257 | 0 |  | 0 |  | -90.2625 | 38.1306
4158 | BW44 | Dave Johnston | WY | 56009 | BASN | Coal | 540.4961 | 932.5555 | 0.12847 | 948.2964 | 0.13064 | 0 |  | 0 |  | -105.7769 | 42.8378
7097 | **2 | J K Spruce | TX | 48029 | TRE | Coal | 933.6493 | 220.4152 | 0.010911 | 944.7991 | 0.046771 | 64.9647 | 0.010911 | 278.7178 | 0.046813 | -98.3227 | 29.3069
6137 | 2 | A B Brown Generating Station | IN | 18129 | MISC | Coal | 408.3689 | 1560.306 | 0.18305 | 943.2935 | 0.11066 | 0 |  | 0 |  | -87.715 | 37.9053
55076 | AA002 | Red Hills Generation Facility | MS | 28019 | SRCE | Coal | 171.7713 | 1244.3003 | 0.14219 | 942.3463 | 0.10769 | 538.5321 | 0.14219 | 406.3691 | 0.1073 | -89.2183 | 33.3761
6098 | 1 | Big Stone | SD | 46051 | MISW | Coal | 486.4499 | 780.7693 | 0.068513 | 942.2554 | 0.082683 | 412.881 | 0.068513 | 498.2283 | 0.082675 | -96.5103 | 45.3047
2712 | 3A | Roxboro | NC | 37145 | SRCA | Coal | 333.8436 | 476.9991 | 0.10007 | 937.2111 | 0.19662 | 406.6606 | 0.10007 | 798.9044 | 0.1966 | -79.0731 | 36.484
6095 | 1 | Sooner | OK | 40103 | SPPS | Coal | 542.9964 | 246.0326 | 0.033995 | 935.0244 | 0.1292 | 143.3757 | 0.06 | 309.2504 | 0.12942 | -97.0527 | 36.4537
6213 | 1SG1 | Merom | IN | 18153 | MISC | Coal | 565.9645 | 2266.4352 | 0.14574 | 925.3327 | 0.059504 | 1622.0943 | 0.14574 | 662.3175 | 0.059509 | -87.5108 | 39.0694
2817 | 1 | Leland Olds | ND | 38057 | SPPN | Coal | 260.2056 | 652.052 | 0.092936 | 920.7388 | 0.13123 | 196.7723 | 0.092936 | 277.9282 | 0.13127 | -101.3194 | 47.2819
6095 | 2 | Sooner | OK | 40103 | SPPS | Coal | 553.9745 | 243.5818 | 0.034468 | 919.7639 | 0.13015 | 139.9476 | 0.06 | 304.0381 | 0.13035 | -97.0527 | 36.4537
6772 | 1 | Hugo | OK | 40023 | SPPS | Coal | 416.9061 | 2570.3108 | 0.49298 | 911.7791 | 0.17488 | 914.3115 | 0.49298 | 323.9509 | 0.17467 | -95.3206 | 34.0158
7030 | U2 | Twin Oaks | TX | 48395 | TRE | Coal | 178.9348 | 1060.5215 | 0.16289 | 909.9788 | 0.13977 | 312.945 | 0.16289 | 268.314 | 0.13966 | -96.6965 | 31.0932
136 | 1 | Seminole (136) | FL | 12107 | FRCC | Coal | 728.5096 | 2207.3132 | 0.15505 | 899.2432 | 0.063165 | 0 |  | 0 |  | -81.6339 | 29.7333
3130 | 2 | Seward | PA | 42063 | PJME | Coal | 192.2498 | 4067.7761 | 0.51024 | 897.8936 | 0.11263 | 3083.8881 | 0.51024 | 684.8467 | 0.11331 | -79.0339 | 40.4081
55076 | AA001 | Red Hills Generation Facility | MS | 28019 | SRCE | Coal | 163.9235 | 1638.7651 | 0.19544 | 889.637 | 0.1061 | 708.4384 | 0.19544 | 383.6911 | 0.10585 | -89.2183 | 33.3761
1379 | 9 | Shawnee | KY | 21145 | SRCE | Coal | 255.1888 | 1827.3639 | 0.4954 | 881.377 | 0.23894 | 788.0515 | 0.4954 | 380.1007 | 0.23895 | -88.775 | 37.1517
470 | 1 | Comanche (470) | CO | 08101 | RMRG | Coal | 327.027 | 575.6232 | 0.081858 | 880.2151 | 0.12517 | 0 |  | 0 |  | -104.5747 | 38.2081
3459 | 4 | Sabine | TX | 48361 | MISS | Boiler Gas | 549.1509 | 2.1485 | 0.00060002 | 879.3524 | 0.24558 | 0 |  | 0 |  | -93.875 | 30.0242
4271 | B1 | J P Madgett | WI | 55011 | MISW | Coal | 400.6438 | 981.684 | 0.083008 | 879.3149 | 0.074352 | 527.3953 | 0.083008 | 444.7502 | 0.07 | -91.9126 | 44.3026
6137 | 1 | A B Brown Generating Station | IN | 18129 | MISC | Coal | 355.3735 | 2623.4122 | 0.29991 | 875.1533 | 0.10005 | 0 |  | 0 |  | -87.715 | 37.9053
3140 | 2 | Brunner Island, LLC | PA | 42133 | PJME | Coal | 362.1737 | 685.5999 | 0.11114 | 871.7211 | 0.14131 | 4.6318 | 0.001 | 463.1806 | 0.1 | -76.6962 | 40.097
6768 | 1 | Sikeston | MO | 29201 | SPPC | Coal | 280.2136 | 4792.2603 | 0.56547 | 867.189 | 0.10232 | 2243.4154 | 0.56547 | 405.9536 | 0.10232 | -89.6209 | 36.8791
983 | 6 | Clifty Creek | IN | 18077 | PJMW | Coal | 218.3565 | 390.5125 | 0.13985 | 863.0265 | 0.30906 | 299.0225 | 0.13985 | 589.2649 | 0.27559 | -85.4192 | 38.7383
628 | 4 | Crystal River | FL | 12017 | FRCC | Coal | 721.8013 | 1247.4139 | 0.11057 | 855.4314 | 0.075824 | 1388.1211 | 0.11057 | 951.3214 | 0.075776 | -82.7003 | 28.9594
2876 | 2 | Kyger Creek | OH | 39053 | PJMW | Coal | 221.3658 | 903.1689 | 0.12885 | 843.0136 | 0.12027 | 681.086 | 0.12885 | 646.4404 | 0.1223 | -82.1281 | 38.9161
3612 | 3 | V H Braunig | TX | 48029 | TRE | Boiler Gas | 373.3564 | 3.5111 | 0.00060002 | 842.827 | 0.14403 | 4.1115 | 0.00060002 | 985.6706 | 0.14385 | -98.3828 | 29.2575
1364 | 4 | Mill Creek | KY | 21111 | SRCE | Coal | 536.3868 | 1147.972 | 0.091954 | 836.6982 | 0.067021 | 497.7049 | 0.091954 | 360.6572 | 0.066634 | -85.91 | 38.0531
8048 | 1 | Anclote | FL | 12101 | FRCC | Boiler Gas | 530.6823 | 4.0985 | 0.00060002 | 829.7364 | 0.12147 | 5.3324 | 0.00060002 | 1079.8034 | 0.1215 | -82.7887 | 28.1844
2727 | 1 | Marshall | NC | 37035 | SRCA | Coal | 485.5762 | 321.8418 | 0.071081 | 822.7354 | 0.18171 | 275.9731 | 0.071081 | 709.2341 | 0.18267 | -80.9612 | 35.598
2049 | 4 | Watson Electric Generating Plant | MS | 28047 | SRSE | Boiler Gas | 266.2364 | 2.6936 | 0.00060004 | 822.2585 | 0.18317 | 0 |  | 0 |  | -89.0265 | 30.4408
56564 | SN-01 | John W. Turk Jr. Power Plant | AR | 05057 | SPPS | Coal | 678.621 | 637.4825 | 0.036592 | 820.307 | 0.047087 | 213.7366 | 0.036592 | 274.7373 | 0.047036 | -93.8117 | 33.6511
879 | 61 | Powerton | IL | 17179 | PJMC | Coal | 403.4789 | 801.7533 | 0.10412 | 819.5896 | 0.10644 | 0 |  | 0 |  | -89.6786 | 40.5408
3130 | 1 | Seward | PA | 42063 | PJME | Coal | 196.3996 | 3938.2414 | 0.53833 | 817.7647 | 0.11178 | 2971.8806 | 0.53833 | 618.9092 | 0.11211 | -79.0339 | 40.4081
4940 | 1502 | Riverside (4940) | OK | 40143 | SPPS | Boiler Gas | 395.689 | 2.0848 | 0.00068053 | 813.1781 | 0.26544 | 2.5884 | 0.00068053 | 1010.238 | 0.26561 | -95.9567 | 35.9978
8066 | BW73 | Jim Bridger | WY | 56037 | BASN | Coal | 699.2351 | 2126.8994 | 0.14109 | 802.1762 | 0.053214 | 0 |  | 0 |  | -108.7875 | 41.7378
1379 | 5 | Shawnee | KY | 21145 | SRCE | Coal | 211.2616 | 1527.378 | 0.34928 | 798.7844 | 0.18267 | 652.6809 | 0.34928 | 341.3498 | 0.18267 | -88.775 | 37.1517
6213 | 2SG1 | Merom | IN | 18153 | MISC | Coal | 652.0206 | 1738.4804 | 0.13004 | 792.5081 | 0.059282 | 1210.8775 | 0.13004 | 552.4001 | 0.059326 | -87.5108 | 39.0694
879 | 62 | Powerton | IL | 17179 | PJMC | Coal | 399.9939 | 783.9197 | 0.10342 | 792.1819 | 0.10451 | 0 |  | 0 |  | -89.6786 | 40.5408
1832 | 1 | Erickson | MI | 26045 | MISE | Coal | 166.3953 | 2755.4998 | 0.52205 | 788.0777 | 0.14931 | 0 |  | 0 |  | -84.6572 | 42.6919
469 | 4 | Cherokee | CO | 08001 | RMRG | Boiler Gas | 223.8646 | 6.9431 | 0.00060004 | 778.812 | 0.067307 | 6.8671 | 0.00060004 | 770.6212 | 0.067336 | -104.9458 | 39.8034
6068 | 1 | Jeffrey Energy Center | KS | 20149 | SPPC | Coal | 877.1967 | 299.1479 | 0.015222 | 774.4049 | 0.039405 | 140.6151 | 0.015222 | 363.9545 | 0.039399 | -96.1172 | 39.2868
3935 | 2 | John E Amos | WV | 54079 | PJMW | Coal | 777.4567 | 2529.1578 | 0.24123 | 769.7517 | 0.073418 | 1882.9024 | 0.24123 | 572.4796 | 0.073343 | -81.8233 | 38.4731
3396 | 1 | Bull Run | TN | 47001 | SRCE | Coal | 1246.4023 | 342.9732 | 0.055436 | 768.021 | 0.12414 | 0 |  | 0 |  | -84.1567 | 36.0211
6071 | 2 | Trimble County | KY | 21223 | SRCE | Coal | 818.2975 | 1436.3884 | 0.064198 | 766.8042 | 0.034271 | 619.7626 | 0.064198 | 331.2276 | 0.03431 | -85.4117 | 38.5847
879 | 51 | Powerton | IL | 17179 | PJMC | Coal | 397.0813 | 753.1993 | 0.10271 | 766.7889 | 0.10457 | 0 |  | 0 |  | -89.6786 | 40.5408
113 | 1 | Cholla | AZ | 04017 | SRSG | Coal | 128.4078 | 346.6767 | 0.081375 | 766.0891 | 0.17982 | 0 |  | 0 |  | -110.3033 | 34.9394
4078 | 4 | Weston | WI | 55073 | MISW | Coal | 641.4149 | 565.098 | 0.039695 | 765.9654 | 0.053805 | 301.9685 | 0.039695 | 409.2847 | 0.053802 | -89.6553 | 44.8806
2963 | 3302 | Northeastern | OK | 40131 | SPPS | Boiler Gas | 399.1705 | 2.0355 | 0.00060002 | 765.6152 | 0.22568 | 2.634 | 0.00060002 | 988.0996 | 0.22508 | -95.7008 | 36.4317
1379 | 3 | Shawnee | KY | 21145 | SRCE | Coal | 212.2689 | 1462.4165 | 0.3474 | 765.165 | 0.18176 | 624.7544 | 0.3474 | 326.9096 | 0.18178 | -88.775 | 37.1517
6113 | 3 | Gibson | IN | 18051 | MISC | Coal | 666.0267 | 720.1605 | 0.086552 | 757.4662 | 0.091035 | 0 |  | 0 |  | -87.7661 | 38.3722
3140 | 1 | Brunner Island, LLC | PA | 42133 | PJME | Coal | 325.2298 | 626.0541 | 0.13766 | 754.3086 | 0.16586 | 3.408 | 0.001 | 340.7992 | 0.1 | -76.6962 | 40.097
1356 | 1 | Ghent | KY | 21041 | SRCE | Coal | 571.8775 | 1122.5319 | 0.079462 | 750.7406 | 0.053144 | 487.2736 | 0.079462 | 324.1243 | 0.052857 | -85.035 | 38.7497
1379 | 2 | Shawnee | KY | 21145 | SRCE | Coal | 214.4025 | 1431.0965 | 0.35048 | 743.5896 | 0.18211 | 610.2333 | 0.35048 | 317.0985 | 0.18212 | -88.775 | 37.1517
1356 | 4 | Ghent | KY | 21041 | SRCE | Coal | 567.5581 | 934.2261 | 0.07468 | 741.2119 | 0.059251 | 405.4188 | 0.07468 | 318.8644 | 0.058736 | -85.035 | 38.7497
6041 | 1 | H L Spurlock | KY | 21161 | PJMW | Coal | 379.7844 | 735.7434 | 0.081893 | 737.1027 | 0.082045 | 556.1448 | 0.081893 | 559.0569 | 0.082322 | -83.8175 | 38.7
856 | 3 | E D Edwards | IL | 17143 | MISC | Coal | 525.4109 | 3588.8789 | 0.48749 | 736.3016 | 0.10001 | 0 |  | 0 |  | -89.6631 | 40.5958
6204 | 1 | Laramie River | WY | 56031 | RMRG | Coal | 583.3851 | 1563.5731 | 0.099954 | 735.5591 | 0.047022 | 974.9129 | 0.099954 | 458.7599 | 0.047035 | -104.8828 | 42.1103
1082 | 4 | Walter Scott Jr. Energy Center | IA | 19155 | MISW | Coal | 827.0077 | 1275.3888 | 0.086848 | 734.0205 | 0.049983 | 671.2281 | 0.086848 | 386.2761 | 0.049979 | -95.8408 | 41.18
56068 | 2 | Elm Road Generating Station | WI | 55079 | MISW | Coal | 682.7871 | 177.3563 | 0.015981 | 730.3586 | 0.065812 | 96.4192 | 0.015981 | 397.1268 | 0.065823 | -87.829 | 42.8445
3297 | WAT1 | Wateree | SC | 45079 | SRCA | Coal | 378.7875 | 117.7992 | 0.021897 | 727.7426 | 0.13528 | 100.971 | 0.021897 | 623.5762 | 0.13523 | -80.6218 | 33.8264
879 | 52 | Powerton | IL | 17179 | PJMC | Coal | 396.2635 | 726.5883 | 0.10272 | 724.3724 | 0.10241 | 0 |  | 0 |  | -89.6786 | 40.5408
1893 | 3 | Boswell Energy Center | MN | 27061 | MISW | Boiler Gas | 335.5 | 187.9051 | 0.015034 | 723.1763 | 0.05786 | 8.0835 | 0.005 | 242.5053 | 0.15 | -93.6531 | 47.2603
8066 | BW74 | Jim Bridger | WY | 56037 | BASN | Coal | 804.1102 | 1802.7185 | 0.12599 | 721.1255 | 0.050398 | 0 |  | 0 |  | -108.7875 | 41.7378
997 | 12 | Michigan City Generating Station | IN | 18091 | MISC | Coal | 525.8239 | 685.2189 | 0.087869 | 716.1034 | 0.09183 | 0 |  | 0 |  | -86.9097 | 41.7203
1364 | 3 | Mill Creek | KY | 21111 | SRCE | Coal | 443.091 | 706.8783 | 0.06611 | 711.2166 | 0.066515 | 304.1739 | 0.06611 | 304.3374 | 0.066145 | -85.91 | 38.0531
2712 | 1 | Roxboro | NC | 37145 | SRCA | Coal | 475.0193 | 414.5551 | 0.082528 | 699.7646 | 0.13931 | 353.6901 | 0.082528 | 597.6465 | 0.13945 | -79.0714 | 36.4838
1379 | 7 | Shawnee | KY | 21145 | SRCE | Coal | 234.2877 | 1443.1621 | 0.4859 | 698.4767 | 0.23517 | 623.0783 | 0.4859 | 301.668 | 0.23525 | -88.775 | 37.1517
3611 | 1 | O W Sommers | TX | 48029 | TRE | Boiler Gas | 398.0878 | 2.5412 | 0.00060002 | 695.9737 | 0.16433 | 2.9126 | 0.00060002 | 796.8087 | 0.16415 | -98.3244 | 29.3078
2876 | 1 | Kyger Creek | OH | 39053 | PJMW | Coal | 224.1691 | 805.7058 | 0.13586 | 695.7107 | 0.11731 | 606.4658 | 0.13586 | 534.6782 | 0.11977 | -82.1281 | 38.9161
3470 | WAP4 | W A Parish | TX | 48157 | TRE | Boiler Gas | 548.9922 | 3.0606 | 0.00060002 | 695.1841 | 0.13629 | 3.6476 | 0.00060002 | 828.32 | 0.13625 | -95.6311 | 29.4828
6248 | 1 | Pawnee | CO | 08087 | RMRG | Coal | 530.5631 | 1273.6675 | 0.08787 | 694.8889 | 0.04794 | 0 |  | 0 |  | -103.6803 | 40.2217
1743 | 7 | St. Clair | MI | 26147 | MISE | Coal | 485.0263 | 2956.6576 | 0.70283 | 685.8423 | 0.16303 | 0 |  | 0 |  | -82.4722 | 42.7625
1379 | 4 | Shawnee | KY | 21145 | SRCE | Coal | 194.2074 | 1306.9705 | 0.31633 | 683.5938 | 0.16545 | 561.5819 | 0.31633 | 293.7212 | 0.16545 | -88.775 | 37.1517
3948 | 2 | Mitchell (WV) | WV | 54051 | PJMW | Coal | 683.0747 | 605.7161 | 0.077903 | 682.976 | 0.087839 | 459.074 | 0.077903 | 518.1156 | 0.087922 | -80.8153 | 39.8297
2876 | 3 | Kyger Creek | OH | 39053 | PJMW | Coal | 220.4322 | 718.2006 | 0.11571 | 672.1562 | 0.10829 | 538.8134 | 0.11571 | 515.8711 | 0.11078 | -82.1281 | 38.9161
6177 | U2B | Coronado Generating Station | AZ | 04001 | SRSG | Coal | 428.3356 | 72.8439 | 0.0068197 | 669.042 | 0.062636 | 12.6796 | 0.0068197 | 116.4236 | 0.062618 | -109.2717 | 34.5778
2836 | 12 | Avon Lake Power Plant | OH | 39093 | PJMW | Coal | 677.6635 | 1550.3771 | 0.67348 | 667.9012 | 0.29014 | 0 |  | 0 |  | -82.05 | 41.5042
1379 | 1 | Shawnee | KY | 21145 | SRCE | Coal | 196.4821 | 1246.6111 | 0.31121 | 657.9374 | 0.16425 | 540.4679 | 0.31121 | 285.2896 | 0.16427 | -88.775 | 37.1517
50900 | 004 | WestRock Virginia Corp Covington Ops | VA | 51005 | CONUS | EGU-Other | 56.1206 | 0 | 0 | 657.1868 | 0.36153 | 813.0579 | 0.42 | 701.3111 | 0.36228 | -79.9946 | 37.7997
6190 | 1 | Brame Energy Center | LA | 22079 | MISS | Boiler Gas | 433.3281 | 1.885 | 0.00060002 | 657.1038 | 0.20916 | 2.3692 | 0.00060002 | 825.1279 | 0.20897 | -92.7167 | 31.395
50835 | 1 | TES Filer City Station | MI | 26101 | MISE | Coal | 30.3807 | 128.7437 | 0.078975 | 656.1888 | 0.40252 | 0 |  | 0 |  | -86.2889 | 44.2172
6195 | 1 | John Twitty Energy Center | MO | 29077 | SPPC | Coal | 208.6136 | 2545.2706 | 0.44648 | 650.7013 | 0.11414 | 1193.1016 | 0.44648 | 305.0102 | 0.11414 | -93.3892 | 37.1519
983 | 2 | Clifty Creek | IN | 18077 | PJMW | Coal | 219.7206 | 584.2539 | 0.089088 | 643.6879 | 0.09815 | 442.1287 | 0.089088 | 581.0234 | 0.11707 | -85.4192 | 38.7383
1915 | 1 | Allen S King | MN | 27163 | MISW | Coal | 541.2238 | 738.5196 | 0.11195 | 636.2388 | 0.096445 | 0 |  | 0 |  | -92.7786 | 45.03
641 | 7 | Gulf Clean Energy Center | FL | 12033 | SRSE | Coal | 576.0768 | 2.951 | 0.00060002 | 634.1279 | 0.12893 | 3.2202 | 0.00060002 | 690.8419 | 0.12872 | -87.2289 | 30.5661
2876 | 5 | Kyger Creek | OH | 39053 | PJMW | Coal | 215.9776 | 682.5424 | 0.11755 | 632.7545 | 0.10897 | 514.3868 | 0.11755 | 488.317 | 0.11159 | -82.1281 | 38.9161
1167 | 9 | Muscatine | IA | 19139 | MISW | Coal | 156.7636 | 48.6941 | 0.011461 | 628.4925 | 0.14792 | 0 |  | 0 |  | -91.0569 | 41.3917
7504 | 001 | Neil Simpson II | WY | 56005 | RMRG | Coal | 108.9975 | 416.9214 | 0.10342 | 619.2598 | 0.15361 | 266.0331 | 0.10342 | 395.126 | 0.15361 | -105.3841 | 44.2853
8048 | 2 | Anclote | FL | 12101 | FRCC | Boiler Gas | 507.3403 | 3.4383 | 0.00060003 | 617.7946 | 0.10781 | 4.2201 | 0.00060003 | 758.6593 | 0.10787 | -82.7887 | 28.1844
50733 | 701B5 | US Steel Corp - Gary Works | IN | 18089 | CONUS | Industrial | 27.2852 | 0 | 0 | 617.7538 | 1.2149 | 0 | 0 | 646.6928 | 1.2149 | -87.3281 | 41.6133
50900 | 001 | WestRock Virginia Corp Covington Ops | VA | 51005 | CONUS | EGU-Other | 36.0936 | 0 | 0 | 615.7632 | 0.38384 | 709.0309 | 0.42 | 646.6682 | 0.38306 | -79.9946 | 37.7997
645 | BB04 | Big Bend | FL | 12057 | FRCC | Coal | 454.7162 | 973.7627 | 0.13117 | 614.2755 | 0.082746 | 1210.8724 | 0.13117 | 763.7249 | 0.082732 | -82.4036 | 27.7944
56609 | 01 | Dry Fork Station | WY | 56005 | RMRG | Coal | 454.0523 | 844.7628 | 0.061999 | 612.5371 | 0.044956 | 528.2096 | 0.061999 | 383.0016 | 0.044955 | -105.4596 | 44.3882
10143 | AAB01 | Colver Green Energy | PA | 42021 | PJME | Coal | 113.9924 | 2583.9076 | 0.53543 | 610.9667 | 0.1266 | 1957.4386 | 0.53543 | 459.7701 | 0.12576 | -78.8 | 40.55
50397 | 036 | Pixelle Specialty Solutions | PA | 42133 | CONUS | EGU-Other | 48.9955 | 0 | 0 | 600.2275 | 0.26259 | 0 | 0 | 644.1313 | 0.2626 | -76.8664 | 39.8717
3954 | 2 | Mount Storm Power Station | WV | 54023 | PJMD | Coal | 604.9098 | 1054.2102 | 0.11372 | 594.7104 | 0.064153 | 0 |  | 0 |  | -79.2667 | 39.2014
2625 | 1 | Bowline Generating Station | NY | 36087 | NYUP | Boiler Gas | 735.9284 | 93.7407 | 0.018597 | 591.346 | 0.11732 | 96.836 | 0.018597 | 612.878 | 0.1177 | -73.9689 | 41.2044
8023 | 2 | Columbia | WI | 55021 | MISW | Coal | 561.2861 | 600.3347 | 0.05836 | 581.8189 | 0.05656 | 0 |  | 0 |  | -89.4203 | 43.4864
4050 | 5 | Edgewater (4050) | WI | 55117 | MISW | Coal | 430.9953 | 554.2628 | 0.05144 | 574.8268 | 0.053348 | 0 |  | 0 |  | -87.7094 | 43.715
3954 | 1 | Mount Storm Power Station | WV | 54023 | PJMD | Coal | 600.847 | 805.7544 | 0.10731 | 573.9624 | 0.076442 | 0 |  | 0 |  | -79.2667 | 39.2014
3954 | 3 | Mount Storm Power Station | WV | 54023 | PJMD | Coal | 637.6101 | 958.2095 | 0.12672 | 573.2383 | 0.075811 | 0 |  | 0 |  | -79.2667 | 39.2014
55479 | 001 | Wygen I | WY | 56005 | BASN | Coal | 112.7952 | 388.9836 | 0.088939 | 571.0819 | 0.13057 | 193.8234 | 0.088939 | 284.4669 | 0.13053 | -105.3843 | 44.2862
983 | 3 | Clifty Creek | IN | 18077 | PJMW | Coal | 212.6953 | 493.8544 | 0.091312 | 561.2761 | 0.10378 | 373.1161 | 0.091312 | 490.8135 | 0.12012 | -85.4192 | 38.7383
628 | 2GTB | Crystal River | FL | 12017 | FRCC | Combined Cycle Gas | 432.4442 | 5.9783 | 0.00060002 | 560.893 | 0.056295 | 3.2438 | 0.00060002 | 304.3411 | 0.056295 | -82.6743 | 28.9689
3460 | CBY2 | Cedar Bayou | TX | 48071 | TRE | Boiler Gas | 821.458 | 3.7071 | 0.00060001 | 560.7377 | 0.090758 | 4.4081 | 0.00060001 | 669.2615 | 0.091096 | -94.9272 | 29.7483
8223 | 4 | Springerville Generating Station | AZ | 04001 | SRSG | Coal | 505.1295 | 575.2186 | 0.074994 | 559.1519 | 0.0729 | 98.7285 | 0.074994 | 95.8924 | 0.07284 | -109.1636 | 34.3186
6041 | 3 | H L Spurlock | KY | 21161 | PJMW | Coal | 306.4029 | 1080.6391 | 0.12592 | 555.8089 | 0.064763 | 810.0909 | 0.12592 | 417.0326 | 0.064822 | -83.8175 | 38.7
602 | 2 | Brandon Shores | MD | 24003 | PJME | Coal | 663.0861 | 495.7276 | 0.08125 | 555.2497 | 0.091005 | 369.6759 | 0.08125 | 378.6629 | 0.083225 | -76.5383 | 39.1792
10678 | 001 | AES Warrior Run | MD | 24001 | PJME | Coal | 186.4382 | 1194.3497 | 0.15939 | 554.6551 | 0.07402 | 901.7917 | 0.15939 | 400.1884 | 0.070732 | -78.7456 | 39.5944
50835 | 2 | TES Filer City Station | MI | 26101 | MISE | Coal | 31.0413 | 129.8086 | 0.084923 | 550.1196 | 0.3599 | 0 |  | 0 |  | -86.2889 | 44.2172
2727 | 2 | Marshall | NC | 37035 | SRCA | Coal | 476.2651 | 271.5757 | 0.0943 | 542.6957 | 0.18844 | 231.8112 | 0.0943 | 463.7655 | 0.18866 | -80.9612 | 35.598
628 | 1GTA | Crystal River | FL | 12017 | FRCC | Combined Cycle Gas | 430.9827 | 5.9078 | 0.00060002 | 536.6816 | 0.054508 | 3.2078 | 0.00060002 | 291.3074 | 0.054489 | -82.6743 | 28.9689
6065 | 1 | Iatan | MO | 29165 | SPPC | Coal | 883.0028 | 122.9046 | 0.014218 | 534.9301 | 0.061884 | 57.7087 | 0.014218 | 251.3231 | 0.061921 | -94.98 | 39.4472
59 | 1 | Platte | NE | 31079 | SPPN | Coal | 128.611 | 451.5804 | 0.15718 | 533.8524 | 0.18581 | 136.2988 | 0.15718 | 161.5118 | 0.18625 | -98.3481 | 40.8538
6250 | 1A | Mayo | NC | 37145 | SRCA | Coal | 300.4172 | 489.3175 | 0.12852 | 529.7807 | 0.13915 | 416.3092 | 0.12852 | 453.2601 | 0.13993 | -78.8916 | 36.5283
6195 | 2 | John Twitty Energy Center | MO | 29077 | SPPC | Coal | 308.0178 | 606.9413 | 0.084846 | 523.1734 | 0.073136 | 283.8182 | 0.084846 | 267.6085 | 0.08 | -93.3892 | 37.1519
2721 | 5 | Cliffside | NC | 37161 | SRCA | Coal | 575.4781 | 113.9112 | 0.030311 | 519.6955 | 0.13829 | 97.0403 | 0.030311 | 441.9928 | 0.13806 | -81.762 | 35.2182
3601 | 3 | Sim Gideon | TX | 48021 | TRE | Boiler Gas | 324.9075 | 1.7134 | 0.00060004 | 519.4437 | 0.18191 | 1.9993 | 0.00060004 | 605.6247 | 0.18176 | -97.2708 | 30.1456
1702 | 2 | Dan E Karn | MI | 26017 | MISE | Coal | 256.2344 | 482.1698 | 0.057094 | 514.1917 | 0.060886 | 0 |  | 0 |  | -83.8431 | 43.6425
628 | 1GTB | Crystal River | FL | 12017 | FRCC | Combined Cycle Gas | 430.6206 | 5.6841 | 0.00060002 | 514.1851 | 0.054278 | 3.0877 | 0.00060002 | 279.2586 | 0.054267 | -82.6743 | 28.9689
628 | 2GTA | Crystal River | FL | 12017 | FRCC | Combined Cycle Gas | 440.8621 | 5.6043 | 0.00060002 | 513.458 | 0.054972 | 3.0383 | 0.00060002 | 277.9874 | 0.054898 | -82.6743 | 28.9689
6041 | 4 | H L Spurlock | KY | 21161 | PJMW | Coal | 330.227 | 758.2047 | 0.088818 | 512.3234 | 0.060015 | 570.5891 | 0.088818 | 386.0364 | 0.060091 | -83.8175 | 38.7
602 | 1 | Brandon Shores | MD | 24003 | PJME | Coal | 657.166 | 549.366 | 0.096018 | 508.0581 | 0.088798 | 409.4537 | 0.096018 | 342.7742 | 0.080382 | -76.5383 | 39.1792
2454 | 122B | Cunningham | NM | 35025 | SPPS | Boiler Gas | 191.4838 | 2.0471 | 0.00060006 | 505.3798 | 0.14814 | 2.8783 | 0.00060006 | 710.2189 | 0.14806 | -103.3533 | 32.7131
1745 | 9A | Trenton Channel | MI | 26163 | MISE | Coal | 382.844 | 2428.4577 | 0.74661 | 503.5595 | 0.15482 | 0 |  | 0 |  | -83.1811 | 42.1236
3456 | **4 | Newman Power Station | TX | 48141 | SRSG | Combined Cycle Gas | 101.5316 | 1.7805 | 0.00060007 | 499.3882 | 0.1683 | 0 |  | 0 |  | -106.4322 | 31.9858
3460 | CBY1 | Cedar Bayou | TX | 48071 | TRE | Boiler Gas | 810.5029 | 5.3835 | 0.00060001 | 499.0531 | 0.055621 | 6.5604 | 0.00060001 | 606.0578 | 0.05543 | -94.9272 | 29.7483
7213 | 2 | Clover Power Station | VA | 51083 | PJMD | Coal | 513.5037 | 97.9662 | 0.056315 | 498.2477 | 0.28641 | 0 |  | 0 |  | -78.7065 | 36.8685
3459 | 5 | Sabine | TX | 48361 | MISS | Boiler Gas | 475.1923 | 3.2429 | 0.00060003 | 495.2333 | 0.091631 | 4.1075 | 0.00060003 | 627.0526 | 0.091601 | -93.875 | 30.0242
6055 | 2B1 | Big Cajun 2 | LA | 22077 | MISS | Coal | 688.393 | 1275.9035 | 0.33598 | 489.4554 | 0.12888 | 0 |  | 0 |  | -91.3669 | 30.7261
4162 | 3 | Naughton | WY | 56023 | BASN | Boiler Gas | 456.8694 | 2.0996 | 0.00060004 | 489.3862 | 0.13986 | 0 |  | 0 |  | -110.5986 | 41.7572
60 | 2 | Gerald Whelan Energy Center | NE | 31001 | SPPN | Coal | 243.6468 | 619.2532 | 0.10914 | 487.7076 | 0.085956 | 186.6861 | 0.10914 | 147.0306 | 0.085956 | -98.3106 | 40.5806
1702 | 1 | Dan E Karn | MI | 26017 | MISE | Coal | 256.9328 | 440.2208 | 0.055358 | 486.1024 | 0.061128 | 0 |  | 0 |  | -83.8431 | 43.6425
3478 | 3 | Wilkes Power Plant | TX | 48315 | SPPS | Boiler Gas | 353.1057 | 1.8687 | 0.00060004 | 483.8841 | 0.15538 | 2.5652 | 0.00060004 | 661.0758 | 0.15464 | -94.5469 | 32.8486
1402 | 3 | Little Gypsy | LA | 22089 | MISS | Boiler Gas | 568.7578 | 0.98162 | 0.00060002 | 480.5529 | 0.29374 | 1.36 | 0.00060002 | 622.0128 | 0.27442 | -90.4611 | 30.0033
525 | H2 | Hayden | CO | 08107 | RMRG | Coal | 297.5 | 1122.3994 | 0.12164 | 478.7194 | 0.051883 | 0 |  | 0 |  | -107.185 | 40.4856
6250 | 1B | Mayo | NC | 37145 | SRCA | Coal | 298.2297 | 444.1087 | 0.12535 | 474.8327 | 0.13402 | 377.6382 | 0.12535 | 405.567 | 0.13462 | -78.8916 | 36.5283
3797 | 7 | Chesterfield Power Station | VA | 51041 | PJMD | Combined Cycle Gas | 265.255 | 2.1607 | 0.00060025 | 473.1862 | 0.13146 | 1.5686 | 0.00060025 | 343.6218 | 0.13149 | -77.3842 | 37.3821
60 | 1 | Gerald Whelan Energy Center | NE | 31001 | SPPN | Coal | 83.4251 | 2051.1235 | 0.84161 | 470.062 | 0.19287 | 617.7229 | 0.84161 | 141.7665 | 0.19315 | -98.3106 | 40.5806
1073 | 3 | Prairie Creek | IA | 19113 | MISW | Boiler Gas | 50.9167 | 832.271 | 0.54377 | 467.893 | 0.3057 | 15.7055 | 0.0519 | 62.7008 | 0.2072 | -91.6383 | 41.9378
1012 | 3 | F B Culley Generating Station | IN | 18173 | MISC | Coal | 333.8818 | 490.823 | 0.123 | 467.3567 | 0.11712 | 0 |  | 0 |  | -87.3267 | 37.91
1710 | 2 | J H Campbell | MI | 26139 | MISE | Coal | 364.5452 | 2144.6394 | 0.26628 | 465.6139 | 0.05781 | 0 |  | 0 |  | -86.2036 | 42.9103
10151 | 1A | Grant Town Power Plant | WV | 54049 | PJMW | Coal | 43.1957 | 1042.7858 | 0.50213 | 462.0094 | 0.22247 | 0 |  | 0 |  | -80.1642 | 39.5611
3456 | **5 | Newman Power Station | TX | 48141 | SRSG | Combined Cycle Gas | 100.6705 | 1.777 | 0.00060006 | 461.1395 | 0.15572 | 0 |  | 0 |  | -106.4322 | 31.9858
2951 | 6 | Horseshoe Lake | OK | 40109 | SPPS | Boiler Gas | 158.2761 | 0.93353 | 0.00060004 | 459.6693 | 0.29546 | 0 |  | 0 |  | -97.1789 | 35.5089
7213 | 1 | Clover Power Station | VA | 51083 | PJMD | Coal | 488.9976 | 95.5936 | 0.051957 | 458.9587 | 0.24945 | 0 |  | 0 |  | -78.7065 | 36.8685
3797 | **8A | Chesterfield Power Station | VA | 51041 | PJMD | Combined Cycle Gas | 267.2134 | 2.7105 | 0.00072746 | 458.0584 | 0.12293 | 1.9679 | 0.00072746 | 332.6303 | 0.12296 | -77.3842 | 37.3821
50030 | 2A | Nelson Industrial Steam Company | LA | 22019 | MISS | Coal | 89.3868 | 0 | 0 | 455.7802 | 0.11018 | 0 | 0 | 22.8699 | 0.11082 | -93.2917 | 30.2661
2493 | 60 | East River | NY | 36061 | NYCW | Boiler Gas | 144.8842 | 17.9082 | 0.0054638 | 451.8824 | 0.13787 | 18.7172 | 0.0054638 | 472.3002 | 0.13787 | -73.9742 | 40.7281
3297 | WAT2 | Wateree | SC | 45079 | SRCA | Coal | 383.3288 | 120.6543 | 0.029657 | 451.0546 | 0.11087 | 103.4166 | 0.029657 | 387.1724 | 0.11103 | -80.6218 | 33.8264
2876 | 4 | Kyger Creek | OH | 39053 | PJMW | Coal | 218.6199 | 619.016 | 0.13252 | 450.0648 | 0.096348 | 463.2456 | 0.13252 | 345.6129 | 0.098866 | -82.1281 | 38.9161
1391 | 4A | Louisiana 1 | LA | 22033 | MISS | Combined Cycle Gas | 173.9296 | 4.1191 | 0.00089035 | 448.8525 | 0.097021 | 2.1254 | 0.00089035 | 231.4905 | 0.096974 | -91.1875 | 30.4903
3611 | 2 | O W Sommers | TX | 48029 | TRE | Boiler Gas | 355.9781 | 2.2816 | 0.00060003 | 448.3661 | 0.11792 | 2.5762 | 0.00060003 | 506.3431 | 0.11793 | -98.3244 | 29.3078
55117 | RS-5 | R S Cogen LLC | LA | 22019 | MISS | Combined Cycle Gas | 216.6204 | 4.3957 | 0.00060003 | 448.313 | 0.061196 | 2.2679 | 0.00060003 | 231.3096 | 0.061199 | -93.2826 | 30.221
50030 | 1A | Nelson Industrial Steam Company | LA | 22019 | MISS | Coal | 90.0241 | 0 | 0 | 448.167 | 0.1156 | 0 | 0 | 21.4442 | 0.11564 | -93.2917 | 30.2661
976 | 123 | Marion | IL | 17199 | MISC | Coal | 114.6432 | 2805.6405 | 0.5155 | 446.7932 | 0.082093 | 1981.0372 | 0.5155 | 315.9974 | 0.082229 | -88.955 | 37.6206
3459 | 3 | Sabine | TX | 48361 | MISS | Boiler Gas | 388.0502 | 3.1781 | 0.00060002 | 443.2197 | 0.083679 | 0 |  | 0 |  | -93.875 | 30.0242
3403 | 4 | Gallatin | TN | 47165 | SRCE | Coal | 443.9255 | 607.2592 | 0.073981 | 442.8945 | 0.053957 | 261.0989 | 0.073981 | 105.8774 | 0.03 | -86.4006 | 36.3156
1402 | 2 | Little Gypsy | LA | 22089 | MISS | Boiler Gas | 357.0096 | 1.9339 | 0.00060003 | 440.8748 | 0.13679 | 2.3876 | 0.00060003 | 546.2988 | 0.13729 | -90.4611 | 30.0033
887 | 2 | Joppa Steam | IL | 17127 | MISC | Coal | 230.1146 | 1999.3506 | 0.56711 | 437.0291 | 0.12396 | 0 |  | 0 |  | -88.8606 | 37.2103
55117 | RS-6 | R S Cogen LLC | LA | 22019 | MISS | Combined Cycle Gas | 215.1265 | 4.2198 | 0.00060003 | 431.2027 | 0.061315 | 2.1772 | 0.00060003 | 222.4638 | 0.06131 | -93.2826 | 30.221
10151 | 1B | Grant Town Power Plant | WV | 54049 | PJMW | Coal | 42.5778 | 996.4714 | 0.5076 | 430.7718 | 0.21943 | 0 |  | 0 |  | -80.1642 | 39.5611
130 | 1 | Cross | SC | 45015 | SRCA | Coal | 537.371 | 545.8404 | 0.1041 | 430.64 | 0.082131 | 464.4392 | 0.1041 | 366.4152 | 0.082131 | -80.1119 | 33.3692
1743 | 6 | St. Clair | MI | 26147 | MISE | Coal | 331.7618 | 2121.2191 | 0.78365 | 430.2654 | 0.15895 | 0 |  | 0 |  | -82.4722 | 42.7625
1353 | BSU1 | Big Sandy | KY | 21127 | PJMW | Boiler Gas | 282.9761 | 13.5776 | 0.00515 | 430.0249 | 0.16311 | 14.3224 | 0.00515 | 453.8429 | 0.16319 | -82.6176 | 38.1707
2952 | 4 | Muskogee | OK | 40101 | SPPS | Boiler Gas | 506.6883 | 2.4216 | 0.00060002 | 425.6919 | 0.10548 | 3.3306 | 0.00060002 | 585.3862 | 0.10546 | -95.2847 | 35.7617
6249 | 1 | Winyah | SC | 45043 | SRCA | Coal | 294.4298 | 374.0122 | 0.070458 | 422.9253 | 0.079673 | 319.9316 | 0.070458 | 361.5113 | 0.079615 | -79.3611 | 33.3303
10865 | FBC8 | Archer Daniels Midland Co. | IL | 17115 | CONUS | Industrial | 150 | 0 |  | 422.5228 |  | 0 | 0 | 0 | 0 | -88.885 | 39.8675
3149 | 2 | Montour, LLC | PA | 42093 | PJME | Coal | 832.3653 | 1080.9854 | 0.30973 | 419.8302 | 0.12029 | 806.1177 | 0.30973 | 265.4737 | 0.102 | -76.6672 | 41.0714
963 | 4 | Dallman | IL | 17167 | MISC | Coal | 233.7031 | 424.8093 | 0.063461 | 416.7555 | 0.062258 | 303.8372 | 0.063461 | 299.6833 | 0.062593 | -89.6011 | 39.7539
1004 | CTG2 | Edwardsport Generating Station | IN | 18083 | MISC | Coal | 292.086 | 30.589 | 0.0039985 | 415.2381 | 0.054278 | 0 |  | 0 |  | -87.2472 | 38.8067
1004 | CTG1 | Edwardsport Generating Station | IN | 18083 | MISC | Coal | 323.8881 | 25.8424 | 0.0037364 | 411.3596 | 0.059476 | 0 |  | 0 |  | -87.2472 | 38.8067
6639 | G1 | R D Green | KY | 21233 | MISC | Coal | 268.7687 | 693.4758 | 0.2328 | 405.5818 | 0.13615 | 506.9881 | 0.2328 | 297.5455 | 0.13662 | -87.5006 | 37.6467
10 | 1 | Greene County | AL | 01063 | SRSE | Boiler Gas | 259.0458 | 1.8484 | 0.00060005 | 405.5086 | 0.13164 | 2.1764 | 0.00060005 | 477.4099 | 0.13163 | -87.7811 | 32.6017
2511 | 10 | E F Barrett | NY | 36059 | NYCW | Boiler Gas | 232.4669 | 34.2216 | 0.0077986 | 404.5118 | 0.092182 | 35.6291 | 0.0077986 | 421.2494 | 0.092204 | -73.6486 | 40.6169
883 | 7 | Waukegan | IL | 17097 | PJMC | Coal | 327.1158 | 397.2419 | 0.10974 | 404.1806 | 0.11166 | 0 |  | 0 |  | -87.8133 | 42.3833
2956 | 2 | Seminole (2956) | OK | 40133 | SPPS | Boiler Gas | 480.3398 | 1.9696 | 0.00060002 | 400.9423 | 0.12215 | 2.423 | 0.0006 | 856.1349 | 0.212 | -96.7242 | 34.9678
883 | 8 | Waukegan | IL | 17097 | PJMC | Coal | 374.9896 | 402.5647 | 0.11258 | 398.5872 | 0.11147 | 0 |  | 0 |  | -87.8133 | 42.3833
3122 | 2 | Homer City | PA | 42063 | PJMW | Coal | 658.6589 | 343.2996 | 0.19163 | 398.2584 | 0.22231 | 260.9225 | 0.2 | 125.2428 | 0.096 | -79.1968 | 40.511
4041 | 6 | South Oak Creek | WI | 55079 | MISW | Coal | 242.0119 | 7.9762 | 0.0014923 | 397.8528 | 0.074437 | 0 |  | 0 |  | -87.8294 | 42.8457
887 | 4 | Joppa Steam | IL | 17127 | MISC | Coal | 224.9639 | 1852.8033 | 0.53213 | 396.3642 | 0.11384 | 0 |  | 0 |  | -88.8606 | 37.2103
1400 | 3 | Teche Power Station | LA | 22101 | MISS | Boiler Gas | 350.6196 | 0.91623 | 0.00060003 | 396.0895 | 0.2594 | 1.2542 | 0.00060003 | 541.6628 | 0.25914 | -91.5427 | 29.8223
10525 | ES5A | Craven County Wood Energy | NC | 37049 | CONUS | EGU-Other | 52.6093 | 233.4168 | 0.097301 | 395.7036 | 0.16495 | 247.6385 | 0.097301 | 420.8448 | 0.16536 | -77.17 | 35.1285
887 | 5 | Joppa Steam | IL | 17127 | MISC | Coal | 216.1175 | 1916.5266 | 0.52412 | 393.3813 | 0.10758 | 0 |  | 0 |  | -88.8606 | 37.2103
887 | 1 | Joppa Steam | IL | 17127 | MISC | Coal | 230.3038 | 1817.9445 | 0.56691 | 391.7141 | 0.12215 | 0 |  | 0 |  | -88.8606 | 37.2103
4041 | 7 | South Oak Creek | WI | 55079 | MISW | Coal | 293.0351 | 84.2478 | 0.013574 | 391.1272 | 0.063016 | 0 |  | 0 |  | -87.8294 | 42.8457
7242 | **1 | Polk | FL | 12105 | FRCC | Combined Cycle Gas | 154.2007 | 1.6986 | 0.0005986 | 390.662 | 0.13768 | 0.92291 | 0.0005986 | 212.5949 | 0.13789 | -81.9897 | 27.7286
2956 | 1 | Seminole (2956) | OK | 40133 | SPPS | Boiler Gas | 493.7174 | 1.645 | 0.00060003 | 389.8898 | 0.14221 | 2.1112 | 0.0006 | 714.2949 | 0.203 | -96.7242 | 34.9678
6249 | 2 | Winyah | SC | 45043 | SRCA | Coal | 283.6124 | 397.5359 | 0.090857 | 388.1692 | 0.088716 | 340.1485 | 0.090857 | 332.1007 | 0.088707 | -79.3611 | 33.3303
10671 | 1A | River Valley | OK | 40079 | SPPS | Coal | 63.8726 | 317.6952 | 0.18094 | 388.037 | 0.22101 | 109.3127 | 0.18094 | 133.3916 | 0.2208 | -94.6701 | 35.1706
4078 | 3 | Weston | WI | 55073 | MISW | Coal | 399.9053 | 111.7119 | 0.019502 | 387.0637 | 0.067571 | 12.5527 | 0.004 | 131.1761 | 0.0418 | -89.6553 | 44.8606
10 | 2 | Greene County | AL | 01063 | SRSE | Boiler Gas | 252.6501 | 1.8174 | 0.00060006 | 386.8236 | 0.12772 | 2.1067 | 0.00060006 | 448.1545 | 0.12765 | -87.7811 | 32.6017
2240 | 8 | Lon D Wright Power Plant | NE | 31053 | SPPN | Coal | 114.2393 | 585.4969 | 0.34129 | 385.5815 | 0.22476 | 176.6569 | 0.34129 | 116.5898 | 0.22524 | -96.4619 | 41.4275
3470 | WAP8 | W A Parish | TX | 48157 | TRE | Coal | 711.1082 | 920.1223 | 0.13774 | 384.4668 | 0.057553 | 271.7496 | 0.13774 | 113.6329 | 0.057596 | -95.6311 | 29.4828
525 | H1 | Hayden | CO | 08107 | RMRG | Coal | 195.7652 | 849.0602 | 0.11679 | 383.5284 | 0.052756 | 0 |  | 0 |  | -107.185 | 40.4856
4940 | 1501 | Riverside (4940) | OK | 40143 | SPPS | Boiler Gas | 393.5969 | 1.0249 | 0.00060002 | 383.4469 | 0.2245 | 1.3172 | 0.00060002 | 492.9304 | 0.22454 | -95.9567 | 35.9978
663 | B2 | Deerhaven | FL | 12001 | FRCC | Coal | 221.3559 | 129.2806 | 0.039615 | 382.4681 | 0.1172 | 0 |  | 0 |  | -82.3883 | 29.7586
667 | 2A | Northside | FL | 12031 | FRCC | Coal | 293.4755 | 1246.5232 | 0.14849 | 381.8276 | 0.045485 | 1613.5327 | 0.14849 | 498.6229 | 0.045887 | -81.5525 | 30.4172
8056 | 2 | Waterford 1 & 2 | LA | 22089 | MISS | Boiler Gas | 422.2386 | 1.1802 | 0.00060003 | 378.0398 | 0.1922 | 1.6652 | 0.00060003 | 540.8785 | 0.1949 | -90.4758 | 29.9994
50481 | 325-30 | Eastman Chemical Company | TN | 47163 | CONUS | Industrial | 55.0612 | 0 | 0 | 376.1385 | 0.43948 | 265.5654 | 0.31 | 376.4837 | 0.43948 | -82.535 | 36.5192
1743 | 2 | St. Clair | MI | 26147 | MISE | Coal | 132.5086 | 755.0895 | 0.65376 | 375.1733 | 0.32482 | 0 |  | 0 |  | -82.4722 | 42.7625
887 | 3 | Joppa Steam | IL | 17127 | MISC | Coal | 223.2137 | 1725.8419 | 0.53296 | 374.73 | 0.11572 | 0 |  | 0 |  | -88.8606 | 37.2103
876 | 2 | Kincaid Generating Station | IL | 17021 | PJMC | Coal | 655.2937 | 860.3386 | 0.091283 | 367.6468 | 0.039008 | 0 |  | 0 |  | -89.4964 | 39.5906
2516 | 3 | Northport | NY | 36103 | NYCW | Oil | 390.025 | 273.1855 | 0.046315 | 364.4029 | 0.06178 | 7.6444 | 0.046315 | 10.1975 | 0.061783 | -73.3417 | 40.9231
3403 | 1 | Gallatin | TN | 47165 | SRCE | Coal | 451.568 | 456.4267 | 0.084725 | 362.7283 | 0.067332 | 198.7524 | 0.084725 | 70.3758 | 0.03 | -86.4006 | 36.3156
3612 | 1 | V H Braunig | TX | 48029 | TRE | Boiler Gas | 193.7664 | 1.123 | 0.00060004 | 356.3469 | 0.19041 | 1.3009 | 0.00060004 | 412.8592 | 0.19043 | -98.3828 | 29.2575
876 | 1 | Kincaid Generating Station | IL | 17021 | PJMC | Coal | 670.5806 | 923.6208 | 0.090972 | 353.9456 | 0.034862 | 0 |  | 0 |  | -89.4964 | 39.5906
887 | 6 | Joppa Steam | IL | 17127 | MISC | Coal | 218.6573 | 1669.8417 | 0.52522 | 348.3125 | 0.10956 | 0 |  | 0 |  | -88.8606 | 37.2103
1391 | 5A | Louisiana 1 | LA | 22033 | MISS | Combined Cycle Gas | 112.3257 | 12.183 | 0.0013154 | 345.1661 | 0.037269 | 6.2861 | 0.0013154 | 178.1391 | 0.037278 | -91.1875 | 30.4903
2050 | 1 | Baxter Wilson | MS | 28149 | MISS | Boiler Gas | 496.8712 | 1.0224 | 0.00060041 | 341.8873 | 0.20077 | 0 |  | 0 |  | -90.9306 | 32.2831
2878 | 1 | Bay Shore | OH | 39095 | PJMW | Coal | 143.6439 | 2239.9491 | 0.36748 | 341.5427 | 0.056033 | 1672.4469 | 0.36748 | 256.1354 | 0.05628 | -83.4375 | 41.6925
1250 | 4 | Lawrence Energy Center | KS | 20045 | SPPC | Coal | 112.9955 | 37.8533 | 0.013905 | 336.2855 | 0.12353 | 0 |  | 0 |  | -95.2697 | 39.0084
3470 | WAP3 | W A Parish | TX | 48157 | TRE | Boiler Gas | 304.1676 | 0.88312 | 0.00060006 | 334.2843 | 0.22714 | 1.0594 | 0.00060006 | 403.6855 | 0.22865 | -95.6311 | 29.4828
983 | 1 | Clifty Creek | IN | 18077 | PJMW | Coal | 216.719 | 408.3518 | 0.088557 | 333.746 | 0.072378 | 311.8559 | 0.088557 | 336.9963 | 0.095696 | -85.4192 | 38.7383
4041 | 8 | South Oak Creek | WI | 55079 | MISW | Coal | 293.3335 | 73.5277 | 0.013941 | 331.5367 | 0.062862 | 0 |  | 0 |  | -87.8294 | 42.8457
3149 | 1 | Montour, LLC | PA | 42093 | PJME | Coal | 820.2085 | 1034.9349 | 0.33976 | 329.9114 | 0.10831 | 764.9278 | 0.33976 | 229.6396 | 0.102 | -76.6672 | 41.0714
10745 | 008 | Midland Cogeneration Venture | MI | 26111 | MISE | Combined Cycle Gas | 107.8954 | 2.0243 | 0.00060005 | 328.9052 | 0.097497 | 0.47261 | 0.00060005 | 76.6973 | 0.097379 | -84.2242 | 43.5861
126 | 4 | Irvington Generating Station | AZ | 04019 | SRSG | Boiler Gas | 160.4895 | 7.7738 | 0.0035001 | 326.9308 | 0.1472 | 10.4658 | 0.0035001 | 438.5939 | 0.14668 | -110.9047 | 32.16
3403 | 3 | Gallatin | TN | 47165 | SRCE | Coal | 473.174 | 523.8497 | 0.074753 | 326.7201 | 0.046623 | 225.1256 | 0.074753 | 90.3476 | 0.03 | -86.4006 | 36.3156
6249 | 3 | Winyah | SC | 45043 | SRCA | Coal | 271.1301 | 501.5659 | 0.13607 | 325.0319 | 0.088177 | 429.9142 | 0.13607 | 278.614 | 0.088182 | -79.3611 | 33.3303
2709 | 01B | H F Lee Steam Electric Plant | NC | 37191 | SRCA | Combined Cycle Gas | 371.5587 | 4.812 | 0.00064127 | 324.8642 | 0.043293 | 1.0538 | 0.00064127 | 71.3525 | 0.04342 | -78.089 | 35.3737
10745 | 012 | Midland Cogeneration Venture | MI | 26111 | MISE | Combined Cycle Gas | 115.9438 | 2.4247 | 0.00060005 | 323.3039 | 0.080008 | 0.51205 | 0.00060005 | 67.9765 | 0.079658 | -84.2242 | 43.5861
6639 | G2 | R D Green | KY | 21233 | MISC | Coal | 226.6104 | 286.4516 | 0.14873 | 320.8149 | 0.16657 | 205.4629 | 0.14873 | 231.6054 | 0.16765 | -87.5006 | 37.6467
50481 | 325-31 | Eastman Chemical Company | TN | 47163 | CONUS | Industrial | 60.7799 | 0 | 0 | 317.9387 | 0.26746 | 71.3251 | 0.06 | 317.9491 | 0.26746 | -82.535 | 36.5192
56224 | 001 | TS Power Plant | NV | 32011 | BASN | Coal | 268.6088 | 174.1697 | 0.026092 | 315.3053 | 0.047235 | 85.4956 | 0.026092 | 154.6946 | 0.04721 | -116.5297 | 40.7458
3485 | 114B | Plant X | TX | 48279 | SPPS | Boiler Gas | 226.0407 | 1.589 | 0.00060064 | 311.0011 | 0.11756 | 0 |  | 0 |  | -102.4114 | 34.1661
55075 | CT-1 | Pine Bluff Energy Center | AR | 05069 | MISS | Combined Cycle Gas | 351.4575 | 3.8471 | 0.00060003 | 310.8207 | 0.048478 | 1.985 | 0.00060003 | 160.3525 | 0.048472 | -91.9025 | 34.2181
880041 | X015 | Ascend (Decatur Plant) | AL | 01103 | CONUS | Industrial | 41.8456 | 0 | 0 | 309.9671 | 0.23633 | 0 | 0 | 310.9393 | 0.23707 | -87.0244 | 34.6339
6190 | 3-2 | Brame Energy Center | LA | 22079 | MISS | Coal | 382.4382 | 933.8271 | 0.12624 | 309.0312 | 0.041777 | 43.3542 | 0.12624 | 14.2602 | 0.041524 | -92.7167 | 31.395
728 | Y6BR | Yates | GA | 13077 | SRSE | Boiler Gas | 328.7218 | 2.3679 | 0.00060004 | 307.5396 | 0.077933 | 2.7207 | 0.00060004 | 353.632 | 0.077994 | -84.8986 | 33.4622
3482 | 151B | Jones Station | TX | 48303 | SPPS | Boiler Gas | 297.4065 | 1.6048 | 0.0006274 | 305.0439 | 0.11926 | 0 |  | 0 |  | -101.7392 | 33.5239
2956 | 3 | Seminole (2956) | OK | 40133 | SPPS | Boiler Gas | 494.9174 | 1.4993 | 0.00060002 | 303.9256 | 0.12163 | 1.8576 | 0.0006 | 507.7492 | 0.164 | -96.7242 | 34.9678
50491 | 003 | Axiall Corporation Natrium Plant | WV | 54051 | CONUS | EGU-Other | 73.8918 | 0 | 0 | 303.5464 | 0.11177 | 1.735 | 0.0006 | 309.4108 | 0.107 | -80.8547 | 39.7475
2493 | 70 | East River | NY | 36061 | NYCW | Boiler Gas | 133.4722 | 34.3676 | 0.013225 | 301.6067 | 0.11606 | 35.6575 | 0.013225 | 312.9678 | 0.11608 | -73.9742 | 40.7281
10671 | 1B | River Valley | OK | 40079 | SPPS | Coal | 63.5576 | 236.9893 | 0.17352 | 301.4315 | 0.22071 | 79.6952 | 0.17352 | 101.4273 | 0.22084 | -94.6701 | 35.1706
2709 | 01C | H F Lee Steam Electric Plant | NC | 37191 | SRCA | Combined Cycle Gas | 372.7825 | 4.8657 | 0.00063842 | 299.7561 | 0.03933 | 1.0656 | 0.00063842 | 65.8504 | 0.039452 | -78.0885 | 35.3737
3482 | 152B | Jones Station | TX | 48303 | SPPS | Boiler Gas | 243.0753 | 2.0034 | 0.00065166 | 298.2448 | 0.097012 | 0 |  | 0 |  | -101.7392 | 33.5239
2952 | 5 | Muskogee | OK | 40101 | SPPS | Boiler Gas | 512.4412 | 1.6866 | 0.00060002 | 297.6849 | 0.1059 | 2.1993 | 0.00060002 | 387.9938 | 0.10585 | -95.2847 | 35.7617
2713 | 01A | L V Sutton | NC | 37129 | SRCA | Combined Cycle Gas | 389.5112 | 4.3192 | 0.00061945 | 297.4597 | 0.042661 | 0.9459 | 0.00061945 | 65.1347 | 0.042655 | -77.9864 | 34.2829
3456 | 3 | Newman Power Station | TX | 48141 | SRSG | Boiler Gas | 90.9816 | 1.0441 | 0.00060008 | 294.8341 | 0.16945 | 0 |  | 0 |  | -106.4322 | 31.9858
54634 | 1 | St. Nicholas Cogeneration Project | PA | 42107 | PJME | Coal | 75.6583 | 998.8943 | 0.19143 | 293.7066 | 0.056285 | 758.085 | 0.19143 | 222.7797 | 0.056255 | -76.1736 | 40.8222
2718 | 5 | G G Allen | NC | 37071 | SRCA | Coal | 358.7888 | 20.9964 | 0.020514 | 293.5808 | 0.28683 | 18.192 | 0.020514 | 255.2646 | 0.28784 | -81.0098 | 35.1915
728 | Y7BR | Yates | GA | 13077 | SRSE | Boiler Gas | 345.9179 | 2.4832 | 0.00060004 | 292.9928 | 0.070797 | 2.881 | 0.00060004 | 339.8998 | 0.070792 | -84.8986 | 33.4622
2625 | 2 | Bowline Generating Station | NY | 36087 | NYUP | Boiler Gas | 721.8207 | 7.5124 | 0.0029878 | 291.4338 | 0.11591 | 7.7646 | 0.0029878 | 302.6006 | 0.11644 | -73.9689 | 41.2044
990 | 70 | IPL - Harding Street Station (EW Stout) | IN | 18097 | MISC | Boiler Gas | 414.777 | 1.8283 | 0.00060002 | 291.3454 | 0.095615 | 0 |  | 0 |  | -86.1975 | 39.7119
8226 | 1 | Cheswick | PA | 42003 | PJMW | Coal | 541.171 | 464.597 | 0.18133 | 289.5611 | 0.11301 | 0 |  | 0 |  | -79.7906 | 40.5383
2712 | 4B | Roxboro | NC | 37145 | SRCA | Coal | 257.5354 | 237.6894 | 0.133 | 288.6176 | 0.16149 | 201.0857 | 0.133 | 241.3796 | 0.15965 | -79.0731 | 36.484
6052 | 1 | Wansley (6052) | GA | 13149 | SRSE | Coal | 911.1614 | 367.864 | 0.10466 | 287.8467 | 0.081891 | 0 |  | 0 |  | -85.0345 | 33.4124
1355 | 3 | E W Brown | KY | 21167 | SRCE | Coal | 500.5358 | 362.9165 | 0.060378 | 287.1466 | 0.047772 | 156.6287 | 0.060378 | 123.8856 | 0.047756 | -84.7139 | 37.7889
2490 | 20 | Arthur Kill | NY | 36085 | NYCW | Boiler Gas | 350.9392 | 2.2829 | 0.00060004 | 286.8008 | 0.075382 | 2.3532 | 0.00060004 | 295.8628 | 0.075442 | -74.2027 | 40.5915
3456 | 1 | Newman Power Station | TX | 48141 | SRSG | Boiler Gas | 70.6703 | 0.82569 | 0.0006001 | 286.6583 | 0.20834 | 0 |  | 0 |  | -106.4322 | 31.9858
10745 | 011 | Midland Cogeneration Venture | MI | 26111 | MISE | Combined Cycle Gas | 128.1725 | 1.8398 | 0.00060004 | 285.5324 | 0.093126 | 0.45386 | 0.00060004 | 71.1986 | 0.09413 | -84.2242 | 43.5861
54099 | 000044 | Ticonderoga Mill | NY | 36031 | CONUS | EGU-Other | 61.6116 | 0 | 0 | 284.3684 | 0.17035 | 0 | 0 | 304.1354 | 0.17057 | -73.3961 | 43.8914
641 | 6 | Gulf Clean Energy Center | FL | 12033 | SRSE | Coal | 334.3381 | 1.5757 | 0.00060003 | 283.5641 | 0.10798 | 0 |  | 0 |  | -87.2289 | 30.5661
26 | 3 | E C Gaston | AL | 01117 | SRSE | Boiler Gas | 233.0358 | 171.0149 | 0.080291 | 281.6241 | 0.13222 | 198.8157 | 0.080291 | 326.125 | 0.13171 | -86.4567 | 33.2442
170 | 4 | Lake Catherine | AR | 05059 | MISS | Boiler Gas | 689.2074 | 0.73217 | 0.00060003 | 281.0218 | 0.2303 | 0 |  | 0 |  | -92.9046 | 34.4341
55749 | U1 | Hardin Generating Station | MT | 30003 | NWPP | Coal | 103.2307 | 231.7709 | 0.06089 | 280.9988 | 0.073823 | 0 |  | 0 |  | -107.6 | 45.7578
56319 | 001 | Wygen II | WY | 56005 | RMRG | Coal | 111.8305 | 194.6583 | 0.042585 | 280.3863 | 0.061339 | 124.7566 | 0.042585 | 179.7825 | 0.061367 | -105.381 | 44.2912
10745 | 014 | Midland Cogeneration Venture | MI | 26111 | MISE | Combined Cycle Gas | 126.7832 | 1.6127 | 0.00060005 | 279.5 | 0.10399 | 0.41049 | 0.00060005 | 71.3722 | 0.10433 | -84.2242 | 43.5861
57241 | BFB1 | Deerhaven Renewable Energy Center | FL | 12001 | CONUS | EGU-Other | 123.2643 | 16.2427 | 0.0037304 | 276.755 | 0.063562 | 17.3221 | 0.0037304 | 295.1417 | 0.063561 | -82.3964 | 29.7675
10745 | 013 | Midland Cogeneration Venture | MI | 26111 | MISE | Combined Cycle Gas | 124.986 | 1.6731 | 0.00060004 | 276.7077 | 0.099238 | 0.43611 | 0.00060004 | 73.325 | 0.10089 | -84.2242 | 43.5861
50611 | 031 | Rausch Creek Generation, LLC | PA | 42107 | PJME | Coal | 33.8827 | 309.1447 | 0.17245 | 270.8294 | 0.15107 | 234.9474 | 0.17245 | 205.6592 | 0.15095 | -76.45 | 40.6191
1743 | 3 | St. Clair | MI | 26147 | MISE | Coal | 133.5887 | 439.839 | 0.53197 | 269.7207 | 0.32622 | 0 |  | 0 |  | -82.4722 | 42.7625
2713 | 01B | L V Sutton | NC | 37129 | SRCA | Combined Cycle Gas | 395.697 | 4.2679 | 0.00062656 | 269.4988 | 0.039564 | 0.93466 | 0.00062656 | 59.0202 | 0.039565 | -77.9864 | 34.2829
645 | BB03 | Big Bend | FL | 12057 | FRCC | Coal | 313.0424 | 46.6808 | 0.013162 | 267.7691 | 0.075502 | 58.2645 | 0.013162 | 333.8623 | 0.075422 | -82.4036 | 27.7944
3797 | 6 | Chesterfield Power Station | VA | 51041 | PJMD | Coal | 717.0985 | 587.5369 | 0.119 | 267.1849 | 0.054118 | 0 |  | 0 |  | -77.3842 | 37.3821
58054 | ST01 | Burgess BioPower | NH | 33007 | CONUS | EGU-Other | 107.7389 | 18.2321 | 0.0041638 | 266.6418 | 0.060895 | 19.4421 | 0.0041638 | 284.3262 | 0.060893 | -71.1753 | 44.4719
8006 | 1 | Roseton Generating LLC | NY | 36071 | NYUP | Oil | 707.1642 | 521.464 | 0.37433 | 266.5281 | 0.19133 | 11.9854 | 0.37433 | 6.2067 | 0.19385 | -73.9739 | 41.5711
2712 | 4A | Roxboro | NC | 37145 | SRCA | Coal | 261.8699 | 270.4418 | 0.14198 | 262.2808 | 0.1377 | 228.2879 | 0.14198 | 221.3224 | 0.13765 | -79.0731 | 36.484
10865 | FBC9 | Archer Daniels Midland Co. | IL | 17115 | CONUS | Industrial | 113.4116 | 0 | 0 | 262.1507 | 0.052558 | 0 | 0 | 263.33 | 0.052434 | -88.885 | 39.8675
3407 | 9 | Kingston | TN | 47145 | SRCE | Coal | 269.8177 | 317.2314 | 0.10017 | 258.9656 | 0.081774 | 0 |  | 0 |  | -84.5194 | 35.8992
2364 | 2 | Merrimack | NH | 33013 | ISNE | Coal | 331.8159 | 64.8621 | 0.062564 | 258.5339 | 0.24937 | 0 |  | 0 |  | -71.4692 | 43.1411
2965 | 1404 | Tulsa | OK | 40143 | SPPS | Boiler Gas | 151.5795 | 0.65898 | 0.0006001 | 256.6176 | 0.23369 | 0.90194 | 0.0006001 | 350.7602 | 0.23338 | -95.9917 | 36.1125
55708 | BFB-1 | Nacogdoches Generating Facility | TX | 48347 | CONUS | EGU-Other | 121.6091 | 8.4663 | 0.0028328 | 256.3492 | 0.085773 | 9.0443 | 0.0028328 | 273.8531 | 0.085774 | -94.9006 | 31.8326
2866 | 5 | W H Sammis | OH | 39081 | PJMW | Coal | 273.7761 | 117.8009 | 0.076408 | 255.634 | 0.16581 | 0 |  | 0 |  | -80.6311 | 40.5308
3 | 4 | Barry | AL | 01097 | SRSE | Coal | 323.5909 | 814.1005 | 0.63796 | 255.0345 | 0.19985 | 978.3302 | 0.63796 | 279.6661 | 0.18237 | -88.0103 | 31.0069
3476 | 5 | Knox Lee Power Plant | TX | 48183 | SPPS | Boiler Gas | 335.4487 | 1.1563 | 0.00060004 | 254.6532 | 0.13215 | 1.5206 | 0.00060004 | 335.2613 | 0.1323 | -94.6415 | 32.3766
52088 | GT-A | Texas City Cogeneration | TX | 48167 | TRE | Combined Cycle Gas | 253.5021 | 1.2214 | 0.00060005 | 254.3155 | 0.12494 | 0.63755 | 0.00060005 | 132.5034 | 0.12471 | -94.944 | 29.3787
56808 | 1 | Virginia City Hybrid Energy Center | VA | 51195 | PJMW | Coal | 221.0936 | 39.2524 | 0.010393 | 248.5105 | 0.065798 | 29.6975 | 0.010393 | 187.9876 | 0.065787 | -82.3383 | 36.9164
2444 | 8 | Rio Grande | NM | 35013 | SRSG | Boiler Gas | 151.2478 | 0.32831 | 0.0002764 | 248.4812 | 0.20919 | 0.45998 | 0.0002764 | 349.6576 | 0.21011 | -106.5472 | 31.8047
26 | 2 | E C Gaston | AL | 01117 | SRSE | Boiler Gas | 225.3224 | 207.4584 | 0.10534 | 248.4232 | 0.12614 | 235.2551 | 0.10534 | 276.7083 | 0.1239 | -86.4567 | 33.2442
10745 | 004 | Midland Cogeneration Venture | MI | 26111 | MISE | Combined Cycle Gas | 109.8509 | 1.4275 | 0.00060005 | 246.5892 | 0.10365 | 0.36736 | 0.00060005 | 64.6338 | 0.10557 | -84.2242 | 43.5861
55206 | CU2 | Corpus Christi Energy Center | TX | 48355 | TRE | Combined Cycle Gas | 319.5793 | 3.5943 | 0.00060003 | 243.5915 | 0.040665 | 1.8762 | 0.00060003 | 127.2071 | 0.040682 | -97.4283 | 27.8139
2516 | 2 | Northport | NY | 36103 | NYCW | Boiler Gas | 377.0856 | 359.2577 | 0.1137 | 243.0599 | 0.076928 | 368.4019 | 0.1137 | 250.3818 | 0.077279 | -73.3417 | 40.9231
1047 | 4 | Lansing | IA | 19005 | MISW | Coal | 250.4622 | 302.7151 | 0.053008 | 242.5715 | 0.042476 | 0 |  | 0 |  | -91.1672 | 43.3359
10671 | 2B | River Valley | OK | 40079 | SPPS | Coal | 62.3912 | 176.1943 | 0.16202 | 241.3509 | 0.22194 | 57.9569 | 0.16202 | 79.218 | 0.22146 | -94.6701 | 35.1706
10745 | 006 | Midland Cogeneration Venture | MI | 26111 | MISE | Combined Cycle Gas | 110.2609 | 1.5764 | 0.00060005 | 241.1035 | 0.091772 | 0.40906 | 0.00060005 | 63.1094 | 0.092575 | -84.2242 | 43.5861
3456 | 2 | Newman Power Station | TX | 48141 | SRSG | Boiler Gas | 75.3672 | 0.82493 | 0.00060009 | 235.3847 | 0.17123 | 0 |  | 0 |  | -106.4322 | 31.9858
56808 | 2 | Virginia City Hybrid Energy Center | VA | 51195 | PJMW | Coal | 221.2071 | 16.9394 | 0.0046537 | 233.0827 | 0.064034 | 12.7708 | 0.0046537 | 175.5855 | 0.063983 | -82.3383 | 36.9164
55064 | 002 | Blackhawk Station | TX | 48233 | SPPS | Simple Cycle Gas | 198.9309 | 27.0757 | 0.0057924 | 233.0242 | 0.049852 | 29.6522 | 0.0057924 | 255.1984 | 0.049852 | -101.36 | 35.6957
1897 | 4 | Hibbard Energy Center | MN | 27137 | CONUS | EGU-Other | 32.9892 | 64.0892 | 0.090395 | 232.53 | 0.32797 | 68.3005 | 0.090395 | 248.1262 | 0.32839 | -92.1531 | 46.7356
2709 | 01A | H F Lee Steam Electric Plant | NC | 37191 | SRCA | Combined Cycle Gas | 382.2432 | 4.3894 | 0.00062864 | 232.1173 | 0.033243 | 0.96127 | 0.00062864 | 50.9385 | 0.033312 | -78.0896 | 35.3737
2336 | 6 | Tracy | NV | 32029 | BASN | Combined Cycle Gas | 112.513 | 0.82402 | 0.00060009 | 231.3613 | 0.16849 | 0.49938 | 0.00060009 | 140.2286 | 0.16851 | -119.525 | 39.5625
10822 | 1 | Grayling Generating Station | MI | 26039 | CONUS | EGU-Other | 32.835 | 22.897 | 0.013412 | 230.5492 | 0.13504 | 24.3161 | 0.013412 | 244.997 | 0.13513 | -84.6903 | 44.605
3484 | 143B | Nichols Station | TX | 48375 | SPPS | Boiler Gas | 247.6089 | 0.9301 | 0.00060011 | 230.0328 | 0.14842 | 0 |  | 0 |  | -101.7458 | 35.2825
6190 | 3-1 | Brame Energy Center | LA | 22079 | MISS | Coal | 374.2596 | 742.475 | 0.11351 | 229.8275 | 0.035136 | 34.472 | 0.11351 | 10.6964 | 0.035221 | -92.7167 | 31.395
3478 | 2 | Wilkes Power Plant | TX | 48315 | SPPS | Boiler Gas | 277.5224 | 0.92448 | 0.00060004 | 229.3679 | 0.14887 | 1.165 | 0.00060004 | 289.5319 | 0.14912 | -94.5469 | 32.8486
10745 | 003 | Midland Cogeneration Venture | MI | 26111 | MISE | Combined Cycle Gas | 108.872 | 1.462 | 0.00060005 | 229.3467 | 0.094133 | 0.36813 | 0.00060005 | 58.5316 | 0.095407 | -84.2242 | 43.5861
10603 | 031 | Ebensburg Power Company | PA | 42021 | PJME | Coal | 64.7042 | 1530.2325 | 0.58357 | 229.2189 | 0.087416 | 1161.8601 | 0.58357 | 174.063 | 0.087428 | -78.7472 | 40.455
2965 | 1402 | Tulsa | OK | 40143 | SPPS | Boiler Gas | 157.07 | 0.40889 | 0.00060009 | 229.0615 | 0.33617 | 0.57987 | 0.00060009 | 324.8849 | 0.33622 | -95.9917 | 36.1125
26 | 1 | E C Gaston | AL | 01117 | SRSE | Boiler Gas | 237.0686 | 181.1713 | 0.099347 | 227.7618 | 0.1249 | 212.3059 | 0.099347 | 268.7632 | 0.12577 | -86.4567 | 33.2442
1384 | 2 | John S. Cooper | KY | 21199 | PJMW | Coal | 250.9015 | 66.8956 | 0.030654 | 223.9731 | 0.10263 | 49.9643 | 0.030654 | 168.3706 | 0.1033 | -84.5917 | 37
54466 | 1 | Orlando CoGen | FL | 12095 | FRCC | Combined Cycle Gas | 161.0054 | 2.4434 | 0.00060005 | 222.8021 | 0.054715 | 1.32 | 0.00060005 | 120.3119 | 0.054693 | -81.4119 | 28.4422
7302 | 1B | Hines Energy Complex | FL | 12105 | FRCC | Combined Cycle Gas | 185.9851 | 3.601 | 0.00059637 | 222.4713 | 0.036844 | 1.9588 | 0.00059637 | 121.0162 | 0.036844 | -81.8694 | 27.7886
10745 | 010 | Midland Cogeneration Venture | MI | 26111 | MISE | Combined Cycle Gas | 129.1412 | 1.6193 | 0.00060004 | 222.1754 | 0.082331 | 0.42314 | 0.00060004 | 59.7255 | 0.084695 | -84.2242 | 43.5861
2516 | 1 | Northport | NY | 36103 | NYCW | Boiler Gas | 383.7178 | 108.4884 | 0.028045 | 222.0893 | 0.057412 | 111.7183 | 0.028045 | 228.4997 | 0.057362 | -73.3417 | 40.9231
643 | 5 | Lansing Smith Generating Plant | FL | 12005 | SRSE | Combined Cycle Gas | 331.4083 | 4.7782 | 0.00060002 | 221.1526 | 0.027771 | 2.2406 | 0.00060002 | 103.6995 | 0.02777 | -85.7003 | 30.2689
2723 | 8C | Dan River | NC | 37157 | SRCA | Combined Cycle Gas | 373.4071 | 3.7558 | 0.00050835 | 220.7059 | 0.029873 | 0.8225 | 0.00050835 | 48.3276 | 0.029869 | -79.7206 | 36.4861
1122 | 8 | Ames | IA | 19169 | MISW | Boiler Gas | 59.5427 | 20.1667 | 0.010529 | 219.8676 | 0.11479 | 8.4178 | 0.010529 | 91.6336 | 0.11461 | -93.6069 | 42.0247
3459 | 1 | Sabine | TX | 48361 | MISS | Boiler Gas | 207.5373 | 0.89319 | 0.00060004 | 216.953 | 0.14575 | 0 |  | 0 |  | -93.875 | 30.0242
55089 | CT3 | Taft Cogeneration Facility | LA | 22089 | MISS | Combined Cycle Gas | 186.53 | 4.4325 | 0.00060003 | 216.7641 | 0.029343 | 2.2871 | 0.00060003 | 111.9054 | 0.029358 | -90.4575 | 29.9861
3403 | 2 | Gallatin | TN | 47165 | SRCE | Coal | 375.7861 | 252.7053 | 0.075402 | 216.4647 | 0.064588 | 111.5195 | 0.075402 | 44.3701 | 0.03 | -86.4006 | 36.3156
7302 | 1A | Hines Energy Complex | FL | 12105 | FRCC | Combined Cycle Gas | 188.3332 | 3.4929 | 0.00059597 | 216.1056 | 0.036873 | 1.9017 | 0.00059597 | 117.6661 | 0.036875 | -81.8694 | 27.7886
55089 | CT2 | Taft Cogeneration Facility | LA | 22089 | MISS | Combined Cycle Gas | 183.224 | 4.4551 | 0.00060003 | 215.943 | 0.029084 | 2.2988 | 0.00060003 | 111.4492 | 0.02909 | -90.4575 | 29.9861
634 | 4D | P L Bartow | FL | 12103 | FRCC | Combined Cycle Gas | 338.4944 | 3.8569 | 0.00060264 | 215.7725 | 0.033714 | 2.0963 | 0.00060264 | 117.135 | 0.033674 | -82.6012 | 27.8613
643 | 4 | Lansing Smith Generating Plant | FL | 12005 | SRSE | Combined Cycle Gas | 329.889 | 4.9591 | 0.00060002 | 215.7445 | 0.026104 | 2.3253 | 0.00060002 | 101.1623 | 0.026104 | -85.7003 | 30.2689
55089 | CT1 | Taft Cogeneration Facility | LA | 22089 | MISS | Combined Cycle Gas | 189.8461 | 4.4127 | 0.00060003 | 215.3195 | 0.029279 | 2.2769 | 0.00060003 | 111.1104 | 0.029281 | -90.4575 | 29.9861
6035 | 1 | Greenwood | MI | 26147 | MISE | Boiler Gas | 726.6898 | 1.5432 | 0.00087101 | 214.7819 | 0.12122 | 0.35627 | 0.00087101 | 48.1201 | 0.11764 | -82.6964 | 43.1056
55153 | CTG-4 | Guadalupe Generating Station | TX | 48187 | TRE | Combined Cycle Gas | 270.1959 | 3.7248 | 0.00060003 | 213.2829 | 0.034358 | 1.9444 | 0.00060003 | 111.3359 | 0.034358 | -98.1395 | 29.6237
2330 | 1 | Fort Churchill | NV | 32019 | BASN | Boiler Gas | 114.5379 | 0.99057 | 0.00060009 | 212.6893 | 0.12885 | 0 |  | 0 |  | -119.1319 | 39.1281
160 | 2 | Apache Station | AZ | 04003 | SRSG | Boiler Gas | 199.8969 | 1.9822 | 0.00059969 | 212.5277 | 0.064298 | 3.023 | 0.00059969 | 323.7454 | 0.064225 | -109.8931 | 32.0619
56596 | 001 | Wygen III | WY | 56005 | RMRG | Coal | 123.7441 | 223.1306 | 0.047696 | 211.6939 | 0.045251 | 143.0773 | 0.047696 | 135.7598 | 0.045256 | -105.3795 | 44.2912
54751 | 01 | Genesee Power Station | MI | 26049 | CONUS | EGU-Other | 39.4808 | 57.8409 | 0.043982 | 210.4651 | 0.16004 | 60.0312 | 0.043982 | 218.1657 | 0.15984 | -83.6701 | 43.085
2723 | 9C | Dan River | NC | 37157 | SRCA | Combined Cycle Gas | 375.2063 | 3.7606 | 0.00050933 | 210.3928 | 0.028495 | 0.82355 | 0.00050933 | 46.0695 | 0.028492 | -79.7206 | 36.4861
634 | 4A | P L Bartow | FL | 12103 | FRCC | Combined Cycle Gas | 349.3711 | 3.8921 | 0.00059843 | 209.5795 | 0.032225 | 2.1166 | 0.00059843 | 113.9315 | 0.032213 | -82.6012 | 27.8613
55062 | 1 | Tenaska Frontier Generating Station | TX | 48185 | TRE | Combined Cycle Gas | 333.1306 | 3.3311 | 0.00060003 | 208.5846 | 0.037572 | 1.7388 | 0.00060003 | 108.8321 | 0.037555 | -95.9178 | 30.5924
55480 | U5 | Forney Power Plant | TX | 48257 | TRE | Combined Cycle Gas | 348.0565 | 3.5135 | 0.00060003 | 207.4262 | 0.035424 | 1.8341 | 0.00060003 | 108.2771 | 0.035424 | -96.4916 | 32.7563
50888 | NGC01 | Northampton Generating Plant | PA | 42095 | PJME | Coal | 120.3325 | 225.5581 | 0.086004 | 206.8706 | 0.078878 | 170.8828 | 0.086004 | 156.897 | 0.078965 | -75.4792 | 40.6917
55062 | 3 | Tenaska Frontier Generating Station | TX | 48185 | TRE | Combined Cycle Gas | 337.3223 | 3.1531 | 0.00060003 | 205.6191 | 0.039129 | 1.6459 | 0.00060003 | 107.332 | 0.039128 | -95.9178 | 30.5924
6055 | 2B2 | Big Cajun 2 | LA | 22077 | MISS | Boiler Gas | 632.9579 | 1.5085 | 0.00060056 | 205.0974 | 0.081652 | 1.9854 | 0.00060056 | 269.404 | 0.081491 | -91.3669 | 30.7261
50558 | CC01 | Frontier Generating Station | OK | 40109 | SPPS | Combined Cycle Gas | 140.1582 | 1.0335 | 0.00060006 | 204.829 | 0.11892 | 0.1066 | 0.00060006 | 21.1292 | 0.11893 | -97.6479 | 35.4419
1897 | 3 | Hibbard Energy Center | MN | 27137 | CONUS | EGU-Other | 34.9416 | 56.4171 | 0.092743 | 204.6934 | 0.33649 | 60.1793 | 0.092743 | 218.33 | 0.33647 | -92.1531 | 46.7356
1363 | 7B | Cane Run | KY | 21111 | SRCE | Combined Cycle Gas | 695.8447 | 4.7231 | 0.00060002 | 202.9894 | 0.025788 | 1.2327 | 0.00060002 | 53.0091 | 0.025802 | -85.8894 | 38.1828
55064 | 001 | Blackhawk Station | TX | 48233 | SPPS | Simple Cycle Gas | 212.251 | 30.8623 | 0.0071292 | 202.8024 | 0.046847 | 33.7816 | 0.0071292 | 221.9529 | 0.046841 | -101.36 | 35.6957
10745 | 007 | Midland Cogeneration Venture | MI | 26111 | MISE | Combined Cycle Gas | 121.2406 | 1.2647 | 0.00060006 | 202.7516 | 0.096202 | 0.33664 | 0.00060006 | 54.2874 | 0.096766 | -84.2242 | 43.5861
2330 | 2 | Fort Churchill | NV | 32019 | BASN | Boiler Gas | 119.3112 | 0.95632 | 0.00060011 | 202.1409 | 0.12685 | 0 |  | 0 |  | -119.1319 | 39.1281
58124 | 1 | Rothschild Biomass Cogeneration Facility | WI | 55073 | CONUS | EGU-Other | 51.9738 | 2.4029 | 0.00093691 | 201.8559 | 0.078705 | 2.6402 | 0.00093691 | 221.8026 | 0.078709 | -89.6298 | 44.8878
7380 | 1 | Midulla Generating Station | FL | 12049 | FRCC | Combined Cycle Gas | 180.4625 | 3.8653 | 0.00060003 | 200.6094 | 0.031141 | 2.0968 | 0.00060003 | 108.822 | 0.031141 | -81.9625 | 27.6417
3407 | 1 | Kingston | TN | 47145 | SRCE | Coal | 195.9109 | 234.4332 | 0.099456 | 200.2975 | 0.084974 | 0 |  | 0 |  | -84.5194 | 35.8992
55480 | U6 | Forney Power Plant | TX | 48257 | TRE | Combined Cycle Gas | 345.3803 | 3.5609 | 0.00060003 | 200.1774 | 0.033731 | 1.8588 | 0.00060003 | 104.4902 | 0.03373 | -96.4916 | 32.7563
56786 | 001 | Spiritwood Station | ND | 38093 | MISW | Coal | 95.5464 | 29.3414 | 0.013199 | 199.4548 | 0.089726 | 15.8234 | 0.013199 | 107.5941 | 0.089752 | -98.5017 | 46.9255
884 | 4 | Will County | IL | 17197 | PJMC | Coal | 469.52 | 274.3068 | 0.14781 | 198.3528 | 0.10688 | 0 |  | 0 |  | -88.0626 | 41.6334
3470 | WAP1 | W A Parish | TX | 48157 | TRE | Boiler Gas | 168.1989 | 0.55836 | 0.00060005 | 197.6742 | 0.21243 | 0.69024 | 0.00060005 | 244.2724 | 0.21235 | -95.6311 | 29.4828
10745 | 009 | Midland Cogeneration Venture | MI | 26111 | MISE | Combined Cycle Gas | 126.6788 | 1.3377 | 0.00060005 | 197.6502 | 0.088659 | 0.37095 | 0.00060005 | 55.51 | 0.089793 | -84.2242 | 43.5861
4041 | 5 | South Oak Creek | WI | 55079 | MISW | Coal | 234.4916 | 3.7513 | 0.0012549 | 196.7914 | 0.065832 | 0 |  | 0 |  | -87.8294 | 42.8457
55153 | CTG-3 | Guadalupe Generating Station | TX | 48187 | TRE | Combined Cycle Gas | 270.0292 | 3.7167 | 0.00060003 | 196.7799 | 0.031768 | 1.9401 | 0.00060003 | 102.7198 | 0.031768 | -98.1395 | 29.6237
676 | 5 | C D McIntosh Jr Power Plant | FL | 12105 | FRCC | Combined Cycle Gas | 228.6884 | 4.9269 | 0.00060002 | 196.746 | 0.023961 | 2.6741 | 0.00060002 | 106.7888 | 0.023961 | -81.9256 | 28.0809
3470 | WAP2 | W A Parish | TX | 48157 | TRE | Boiler Gas | 160.4585 | 0.81687 | 0.00060007 | 196.6707 | 0.14447 | 0.9253 | 0.00060007 | 222.9429 | 0.14458 | -95.6311 | 29.4828
50481 | 83-23 | Eastman Chemical Company | TN | 47163 | CONUS | Industrial | 32.1566 | 0 | 0 | 194.0132 | 0.44798 | 822.9599 | 1.9 | 194.0355 | 0.44798 | -82.535 | 36.5192
634 | 4C | P L Bartow | FL | 12103 | FRCC | Combined Cycle Gas | 343.043 | 3.5877 | 0.00060156 | 193.9089 | 0.032513 | 1.9581 | 0.00060156 | 105.7955 | 0.032502 | -82.6012 | 27.8613
8002 | 1 | Newington | NH | 33015 | ISNE | Oil | 415.6599 | 354.7338 | 0.40095 | 193.206 | 0.21838 | 0 |  | 0 |  | -70.7913 | 43.0995
55153 | CTG-1 | Guadalupe Generating Station | TX | 48187 | TRE | Combined Cycle Gas | 270.3706 | 3.4765 | 0.00060003 | 193.0659 | 0.033323 | 1.8147 | 0.00060003 | 100.7744 | 0.03332 | -98.1395 | 29.6237
55480 | U4 | Forney Power Plant | TX | 48257 | TRE | Combined Cycle Gas | 345.485 | 3.5256 | 0.00060002 | 192.5662 | 0.032773 | 1.8404 | 0.00060002 | 100.5225 | 0.032773 | -96.4916 | 32.7563
3484 | 142B | Nichols Station | TX | 48375 | SPPS | Boiler Gas | 102.1572 | 0.90434 | 0.00062408 | 191.3807 | 0.13207 | 0 |  | 0 |  | -101.7458 | 35.2825
1573 | 1 | Morgantown | MD | 24017 | PJME | Coal | 590.3214 | 381.5684 | 0.092182 | 191.2233 | 0.046197 | 291.093 | 0.092182 | 145.894 | 0.046201 | -76.9767 | 38.3592
55062 | 2 | Tenaska Frontier Generating Station | TX | 48185 | TRE | Combined Cycle Gas | 335.3933 | 3.0022 | 0.00060003 | 191.0906 | 0.038192 | 1.5671 | 0.00060003 | 99.7248 | 0.038183 | -95.9178 | 30.5924
1363 | 7A | Cane Run | KY | 21111 | SRCE | Combined Cycle Gas | 688.7077 | 4.4951 | 0.00060002 | 190.7616 | 0.025464 | 1.1732 | 0.00060002 | 49.8288 | 0.025484 | -85.8894 | 38.1828
3407 | 4 | Kingston | TN | 47145 | SRCE | Coal | 200.3162 | 242.9012 | 0.10027 | 190.5637 | 0.078667 | 0 |  | 0 |  | -84.5194 | 35.8992
634 | 4B | P L Bartow | FL | 12103 | FRCC | Combined Cycle Gas | 337.3614 | 3.602 | 0.00061122 | 190.3582 | 0.032302 | 1.9615 | 0.00061122 | 103.4455 | 0.032234 | -82.6012 | 27.8613
3407 | 7 | Kingston | TN | 47145 | SRCE | Coal | 323.9372 | 250.1794 | 0.11528 | 190.1418 | 0.087617 | 0 |  | 0 |  | -84.5194 | 35.8992
54415 | EUBLR | Cadillac Renewable Energy | MI | 26165 | CONUS | EGU-Other | 34.3952 | 62.5353 | 0.046401 | 189.8271 | 0.14085 | 65.3951 | 0.046401 | 198.4829 | 0.14083 | -85.4355 | 44.2617
8006 | 2 | Roseton Generating LLC | NY | 36071 | NYUP | Oil | 715.2705 | 229.3607 | 0.20584 | 189.7836 | 0.17033 | 5.2717 | 0.20584 | 4.4334 | 0.17311 | -73.9739 | 41.5711
26 | 4 | E C Gaston | AL | 01117 | SRSE | Boiler Gas | 242.2774 | 129.8805 | 0.085649 | 189.7524 | 0.12513 | 147.403 | 0.085649 | 214.4385 | 0.1246 | -86.4567 | 33.2442
3407 | 3 | Kingston | TN | 47145 | SRCE | Coal | 199.7097 | 233.9935 | 0.10203 | 188.2853 | 0.082102 | 0 |  | 0 |  | -84.5194 | 35.8992
50776 | 1 | Panther Creek Energy Facility | PA | 42025 | PJME | Coal | 39.4939 | 171.9313 | 0.092083 | 188.2169 | 0.10081 | 130.6927 | 0.092083 | 142.3516 | 0.1003 | -75.8781 | 40.8556
58933 | 103 | Shell Chemical Appalachia LLC | PA | 42007 | CONUS | Industrial | 61.7236 | 1.4091 | 0.00060008 | 188.1949 | 0.080143 | 1.3963 | 0.00060008 | 198.3763 | 0.085257 | -80.3363 | 39.6715
1396 | 6-1 | Coughlin Power Station | LA | 22039 | MISS | Combined Cycle Gas | 286.1829 | 3.0015 | 0.00060004 | 188.1283 | 0.037609 | 1.5488 | 0.00060004 | 97.1063 | 0.03762 | -92.2606 | 30.8442
55153 | CTG-2 | Guadalupe Generating Station | TX | 48187 | TRE | Combined Cycle Gas | 274.0233 | 3.2883 | 0.00060003 | 187.7168 | 0.034253 | 1.7165 | 0.00060003 | 97.975 | 0.034248 | -98.1395 | 29.6237
10745 | 005 | Midland Cogeneration Venture | MI | 26111 | MISE | Combined Cycle Gas | 111.0039 | 1.5578 | 0.00060005 | 187.6031 | 0.072261 | 0.40106 | 0.00060005 | 49.8338 | 0.074559 | -84.2242 | 43.5861
1507 | 4 | William F Wyman | ME | 23005 | ISNE | Oil | 596.9525 | 584.8161 | 0.50341 | 187.2486 | 0.16118 | 0 |  | 0 |  | -70.1569 | 43.75
55480 | U3 | Forney Power Plant | TX | 48257 | TRE | Combined Cycle Gas | 343.9809 | 3.2195 | 0.00060003 | 186.9197 | 0.034836 | 1.6806 | 0.00060003 | 97.5722 | 0.034837 | -96.4916 | 32.7563
3628 | 2 | R W Miller | TX | 48363 | TRE | Boiler Gas | 115.3347 | 7.6647 | 0.011216 | 186.649 | 0.27313 | 8.913 | 0.011216 | 216.5762 | 0.27253 | -98.3103 | 32.6581
55088 | GT2100 | Dearborn Industrial Generation | MI | 26163 | MISE | Combined Cycle Gas | 189.5281 | 3.9771 | 0.0006 | 186.0987 | 0.028076 | 0.90198 | 0.0006 | 41.9791 | 0.027925 | -83.154 | 42.3026
7380 | 2 | Midulla Generating Station | FL | 12049 | FRCC | Combined Cycle Gas | 177.2117 | 3.721 | 0.00060003 | 185.7512 | 0.029953 | 2.0204 | 0.00060003 | 100.8496 | 0.029951 | -81.9625 | 27.6417
2706 | CT7 | Asheville | NC | 37021 | SRCA | Combined Cycle Gas | 406.312 | 3.7447 | 0.00060003 | 185.7386 | 0.029762 | 0.82009 | 0.00060003 | 40.6767 | 0.029762 | -82.5434 | 35.4706
1012 | 2 | F B Culley Generating Station | IN | 18173 | MISC | Coal | 207.5165 | 87.0414 | 0.098014 | 185.6689 | 0.20908 | 0 |  | 0 |  | -87.3267 | 37.91
10244 | B002 | Pixelle Specialty Solutions LLC | OH | 39141 | CONUS | EGU-Other | 17.3883 | 0 | 0 | 182.2625 | 0.31579 | 0 | 0 | 173.4356 | 0.31579 | -82.9744 | 39.3265
3407 | 6 | Kingston | TN | 47145 | SRCE | Coal | 269.1699 | 265.3471 | 0.11365 | 181.1385 | 0.077582 | 0 |  | 0 |  | -84.5194 | 35.8992
10113 | 031 | Gilberton Power Company | PA | 42107 | PJME | Coal | 39.4168 | 355.9076 | 0.17201 | 180.473 | 0.087222 | 269.9792 | 0.17201 | 136.9552 | 0.087257 | -76.1984 | 40.79
10113 | 032 | Gilberton Power Company | PA | 42107 | PJME | Coal | 39.4825 | 355.785 | 0.17143 | 179.9072 | 0.086683 | 269.8463 | 0.17143 | 136.5377 | 0.086738 | -76.1984 | 40.79
55047 | CG-2 | Pasadena Power Plant | TX | 48201 | TRE | Combined Cycle Gas | 267.0389 | 3.2679 | 0.00060003 | 178.8136 | 0.032833 | 1.7059 | 0.00060003 | 93.3419 | 0.032833 | -95.1769 | 29.7233
55480 | U2 | Forney Power Plant | TX | 48257 | TRE | Combined Cycle Gas | 342.0389 | 3.2608 | 0.00060003 | 178.5089 | 0.032848 | 1.7021 | 0.00060003 | 93.1762 | 0.032846 | -96.4916 | 32.7563
60340 | B0004 | Albany Green Energy LLC | GA | 13095 | CONUS | EGU-Other | 65.8053 | 10.5726 | 0.003034 | 178.4152 | 0.051199 | 11.2951 | 0.003034 | 190.6521 | 0.051211 | -84.1114 | 31.5492
7762 | HRSG2 | Calpine Hidalgo Energy Center | TX | 48215 | TRE | Combined Cycle Gas | 274.3534 | 2.9257 | 0.00060003 | 178.1999 | 0.036547 | 1.5272 | 0.00060003 | 92.9632 | 0.036525 | -98.1708 | 26.3389
55480 | U1 | Forney Power Plant | TX | 48257 | TRE | Combined Cycle Gas | 346.7108 | 3.233 | 0.00060003 | 177.3991 | 0.032924 | 1.6876 | 0.00060003 | 92.599 | 0.032923 | -96.4916 | 32.7563
55132 | OGTDB2 | Tenaska Gateway Generating Station | TX | 48401 | TRE | Combined Cycle Gas | 338.4625 | 2.9597 | 0.00060003 | 177.2748 | 0.03594 | 1.5449 | 0.00060003 | 92.47 | 0.035914 | -94.6189 | 32.0164
55226 | GT3 | Freestone Power Generation | TX | 48161 | TRE | Combined Cycle Gas | 298.7143 | 3.2922 | 0.00060003 | 176.4035 | 0.03215 | 1.7186 | 0.00060003 | 92.0892 | 0.032152 | -96.1128 | 31.8907
3601 | 1 | Sim Gideon | TX | 48021 | TRE | Boiler Gas | 142.1357 | 0.60346 | 0.00060003 | 176.2879 | 0.17529 | 0.71409 | 0.00060003 | 208.6411 | 0.17532 | -97.2708 | 30.1456
55226 | GT2 | Freestone Power Generation | TX | 48161 | TRE | Combined Cycle Gas | 299.1682 | 3.4079 | 0.00060003 | 175.5275 | 0.030906 | 1.7789 | 0.00060003 | 91.6258 | 0.030905 | -96.1128 | 31.8907
55404 | COG02 | Carville Energy Center | LA | 22047 | MISS | Combined Cycle Gas | 322.0819 | 3.1555 | 0.00060003 | 174.1171 | 0.033109 | 1.6283 | 0.00060003 | 89.7936 | 0.033089 | -91.065 | 30.2292
55132 | OGTDB1 | Tenaska Gateway Generating Station | TX | 48401 | TRE | Combined Cycle Gas | 336.359 | 2.9821 | 0.00060003 | 174.0952 | 0.03503 | 1.5567 | 0.00060003 | 90.805 | 0.035002 | -94.6189 | 32.0164
7699 | 1 | Tiger Bay | FL | 12105 | FRCC | Combined Cycle Gas | 169.5117 | 2.743 | 0.00060004 | 173.8943 | 0.038039 | 1.4892 | 0.00060004 | 94.409 | 0.038039 | -81.85 | 27.7447
10017 | 002 | Rock Tenn West Point Mill | VA | 51101 | CONUS | EGU-Other | 33.2666 | 0 | 0 | 173.8778 | 0.22096 | 15.3731 | 0.0188 | 180.6821 | 0.22096 | -76.8053 | 37.5392
10865 | FBC1 | Archer Daniels Midland Co. | IL | 17115 | CONUS | Industrial | 49.2 | 0 |  | 171.6455 |  | 0 | 0 | 0 | 0 | -88.885 | 39.8675
2446 | 051B | Maddox | NM | 35025 | SPPS | Boiler Gas | 208.2075 | 0.74131 | 0.00060009 | 171.567 | 0.13888 | 1.1572 | 0.00060009 | 267.9861 | 0.13897 | -103.31 | 32.7131
55226 | GT4 | Freestone Power Generation | TX | 48161 | TRE | Combined Cycle Gas | 292.3939 | 3.3544 | 0.00060003 | 171.1034 | 0.030607 | 1.751 | 0.00060003 | 89.3149 | 0.030606 | -96.1128 | 31.8907
55501 | CTGDB3 | Tenaska Kiamichi Generating Station | OK | 40121 | TRE | Combined Cycle Gas | 315.9076 | 3.0168 | 0.00060003 | 171.0839 | 0.034028 | 1.5747 | 0.00060003 | 89.2815 | 0.03402 | -95.9349 | 34.6831
50776 | 2 | Panther Creek Energy Facility | PA | 42025 | PJME | Coal | 40.6451 | 218.6591 | 0.10839 | 171.0328 | 0.084778 | 165.9707 | 0.10839 | 129.6811 | 0.084687 | -75.8781 | 40.8556
10025 | 4B | RED-Rochester, LLC-Eastman Business Park | NY | 36055 | CONUS | EGU-Other | 57.3554 | 0 | 0 | 170.4415 | 0.09654 | 0 | 0 | 181.7425 | 0.096515 | -77.6289 | 43.1969
1391 | 2A | Louisiana 1 | LA | 22033 | MISS | Boiler Gas | 209.8135 | 1.674 | 0.00086134 | 169.4426 | 0.087183 | 2.1889 | 0.00086134 | 221.5457 | 0.08718 | -91.1875 | 30.4903
55226 | GT1 | Freestone Power Generation | TX | 48161 | TRE | Combined Cycle Gas | 300.6575 | 3.4762 | 0.00060003 | 169.3135 | 0.029225 | 1.8146 | 0.00060003 | 88.3819 | 0.029225 | -96.1128 | 31.8907
55501 | CTGDB1 | Tenaska Kiamichi Generating Station | OK | 40121 | TRE | Combined Cycle Gas | 321.5689 | 3.0168 | 0.00060003 | 169.0673 | 0.033627 | 1.5747 | 0.00060003 | 88.2475 | 0.033626 | -95.9349 | 34.6831
2450 | 3 | Reeves Generating Station | NM | 35001 | SRSG | Boiler Gas | 74.076 | 0.43243 | 0.00060012 | 168.8774 | 0.23437 | 0.57895 | 0.00060012 | 225.8819 | 0.23414 | -106.6019 | 35.1716
55501 | CTGDB2 | Tenaska Kiamichi Generating Station | OK | 40121 | TRE | Combined Cycle Gas | 318.2854 | 3.0509 | 0.00060003 | 168.686 | 0.033176 | 1.5925 | 0.00060003 | 88.0294 | 0.033168 | -95.9349 | 34.6831
6052 | 2 | Wansley (6052) | GA | 13149 | SRSE | Coal | 926.8199 | 213.642 | 0.1147 | 168.6259 | 0.090533 | 0 |  | 0 |  | -85.0345 | 33.4124
1396 | 7-1 | Coughlin Power Station | LA | 22039 | MISS | Combined Cycle Gas | 282.5954 | 2.894 | 0.00060003 | 168.6052 | 0.034958 | 1.4933 | 0.00060003 | 87.0018 | 0.034958 | -92.2606 | 30.8442
55176 | 1 | Eastman Cogeneration Facility | TX | 48203 | SPPS | Combined Cycle Gas | 232.6489 | 3.7496 | 0.00060002 | 167.0028 | 0.026724 | 0.38649 | 0.00060002 | 17.1838 | 0.026678 | -94.6917 | 32.4472
50109 | HRSG2 | Paris Energy Center | TX | 48277 | TRE | Combined Cycle Gas | 146.1829 | 0.91854 | 0.00060004 | 165.9746 | 0.10842 | 0.47945 | 0.00060004 | 86.6346 | 0.10842 | -95.5577 | 33.6968
55063 | 3 | Batesville Generation Facility | MS | 28107 | SRCE | Combined Cycle Gas | 298.3265 | 3.9371 | 0.00060003 | 164.9435 | 0.025138 | 1.0276 | 0.00060003 | 43.0512 | 0.025139 | -89.9272 | 34.3345
10865 | FBC2 | Archer Daniels Midland Co. | IL | 17115 | CONUS | Industrial | 49.2 | 0 |  | 163.8355 |  | 0 | 0 | 0 | 0 | -88.885 | 39.8675
2516 | 4 | Northport | NY | 36103 | NYCW | Boiler Gas | 362.4708 | 250.9337 | 0.088754 | 163.3604 | 0.05778 | 258.3045 | 0.088754 | 167.7045 | 0.057624 | -73.3417 | 40.9231
10865 | FBC3 | Archer Daniels Midland Co. | IL | 17115 | CONUS | Industrial | 49.2 | 0 |  | 162.4181 |  | 0 | 0 | 0 | 0 | -88.885 | 39.8675
689 | 8 | S O Purdom | FL | 12129 | FRCC | Combined Cycle Gas | 166.3228 | 12.6801 | 0.00235 | 162.2957 | 0.030078 | 6.883 | 0.00235 | 88.0718 | 0.030069 | -84.2014 | 30.1619
645 | BB06 | Big Bend | FL | 12057 | FRCC | Combined Cycle Gas | 429.4576 | 1.8323 | 0.00060002 | 161.9069 | 0.053018 | 0.9976 | 0.00060002 | 87.7036 | 0.05275 | -82.4036 | 27.7944
54785 | 2 | Grays Ferry Cogen Partnership | PA | 42101 | PJME | Combined Cycle Gas | 157.9486 | 3.2477 | 0.00060004 | 161.6614 | 0.029868 | 2.6347 | 0.00060004 | 131.1488 | 0.029869 | -75.1883 | 39.9417
55404 | COG01 | Carville Energy Center | LA | 22047 | MISS | Combined Cycle Gas | 326.4719 | 2.9035 | 0.00060003 | 161.4796 | 0.033371 | 1.4983 | 0.00060003 | 83.2823 | 0.033353 | -91.065 | 30.2292
55097 | 3 | Lamar Power Plant | TX | 48277 | TRE | Combined Cycle Gas | 268.7935 | 3.1365 | 0.00060003 | 161.363 | 0.03087 | 1.6373 | 0.00060003 | 84.2118 | 0.030862 | -95.589 | 33.6314
50481 | 83-24 | Eastman Chemical Company | TN | 47163 | CONUS | Industrial | 32.351 | 0 | 0 | 161.0759 | 0.32873 | 930.9996 | 1.9 | 161.076 | 0.32873 | -82.535 | 36.5192
2047 | 5 | Chevron Cogenerating Station | MS | 28059 | SRSE | Simple Cycle Gas | 92.598 | 1.7728 | 0.00060005 | 160.9834 | 0.054488 | 1.8052 | 0.00060005 | 163.906 | 0.054484 | -88.492 | 30.34
55132 | OGTDB3 | Tenaska Gateway Generating Station | TX | 48401 | TRE | Combined Cycle Gas | 332.0888 | 2.7496 | 0.00060003 | 160.7549 | 0.035081 | 1.4353 | 0.00060003 | 83.8704 | 0.035063 | -94.6189 | 32.0164
2964 | 8002 | Southwestern | OK | 40015 | SPPS | Boiler Gas | 79.367 | 0.30042 | 0.00060001 | 160.6077 | 0.32077 | 0.39664 | 0.00060001 | 211.8752 | 0.32051 | -98.3524 | 35.1009
10774 | 2 | Southampton Power Station | VA | 51175 | CONUS | EGU-Other | 21.9231 | 8.2236 | 0.006291 | 159.9557 | 0.12236 | 0 |  | 0 |  | -76.995 | 36.6549
1378 | PCC1 | Paradise | KY | 21177 | SRCE | Combined Cycle Gas | 400.8218 | 4.7981 | 0.00060002 | 159.9455 | 0.020002 | 1.2523 | 0.00060002 | 41.6043 | 0.019934 | -86.9783 | 37.2608
201 | 2 | Thomas Fitzhugh | AR | 05047 | SPPS | Combined Cycle Gas | 202.9937 | 6.6527 | 0.0031536 | 159.0959 | 0.075417 | 0.68595 | 0.0031536 | 16.41 | 0.075445 | -93.8053 | 35.4617
2364 | 1 | Merrimack | NH | 33013 | ISNE | Coal | 135.7514 | 45.564 | 0.062034 | 158.9887 | 0.21646 | 0 |  | 0 |  | -71.4692 | 43.1411
55088 | GT3100 | Dearborn Industrial Generation | MI | 26163 | MISE | Combined Cycle Gas | 195.7318 | 4.0331 | 0.0006 | 158.511 | 0.023582 | 0.96013 | 0.0006 | 37.639 | 0.023521 | -83.154 | 42.3026
55283 | 2 | Front Range Power Plant | CO | 08041 | RMRG | Combined Cycle Gas | 247.1775 | 2.868 | 0.00060005 | 158.4864 | 0.033159 | 1.4177 | 0.00060005 | 78.3456 | 0.03316 | -104.7069 | 38.6281
3407 | 5 | Kingston | TN | 47145 | SRCE | Coal | 271.0358 | 225.7403 | 0.10903 | 158.4092 | 0.076507 | 0 |  | 0 |  | -84.5194 | 35.8992
10043 | 1001 | Logan Generating Plant | NJ | 34015 | PJME | Coal | 140.4622 | 164.9173 | 0.12815 | 158.3843 | 0.12307 | 0 |  | 0 |  | -75.4081 | 39.7914
55176 | 2 | Eastman Cogeneration Facility | TX | 48203 | SPPS | Combined Cycle Gas | 239.9166 | 3.1756 | 0.00060003 | 158.3432 | 0.029919 | 0.32738 | 0.00060003 | 16.3179 | 0.029908 | -94.6917 | 32.4472
55283 | 1 | Front Range Power Plant | CO | 08041 | RMRG | Combined Cycle Gas | 227.3574 | 2.9844 | 0.00060004 | 158.0465 | 0.031776 | 1.4753 | 0.00060004 | 78.1297 | 0.031777 | -104.7069 | 38.6281
50109 | HRSG1 | Paris Energy Center | TX | 48277 | TRE | Combined Cycle Gas | 148.9825 | 0.8626 | 0.00060005 | 158.0081 | 0.10992 | 0.45025 | 0.00060005 | 82.5043 | 0.10995 | -95.5577 | 33.6968
10774 | 1 | Southampton Power Station | VA | 51175 | CONUS | EGU-Other | 21.9178 | 8.0698 | 0.0062782 | 157.422 | 0.12247 | 0 |  | 0 |  | -76.995 | 36.6549
612 | FMCT2A | Fort Myers | FL | 12071 | FRCC | Combined Cycle Gas | 282.0863 | 3.7169 | 0.00060003 | 157.3296 | 0.025398 | 2.0213 | 0.00060003 | 85.4547 | 0.025367 | -81.7831 | 26.6967
1384 | 1 | John S. Cooper | KY | 21199 | PJMW | Coal | 140.8375 | 87.939 | 0.11006 | 156.9664 | 0.19645 | 65.214 | 0.11006 | 116.8284 | 0.19716 | -84.5917 | 37
10771 | 1 | Hopewell Power Station | VA | 51670 | CONUS | EGU-Other | 21.3415 | 7.6306 | 0.0056963 | 156.9321 | 0.11715 | 0 |  | 0 |  | -77.2834 | 37.2976
10771 | 2 | Hopewell Power Station | VA | 51670 | CONUS | EGU-Other | 21.3499 | 7.5342 | 0.0056394 | 156.4575 | 0.11711 | 0 |  | 0 |  | -77.2834 | 37.2976
3457 | 2 | Lewis Creek | TX | 48339 | MISS | Boiler Gas | 243.9015 | 3.3507 | 0.00060003 | 156.3458 | 0.027998 | 3.9455 | 0.00060003 | 183.9707 | 0.027978 | -95.5215 | 30.4364
2718 | 1 | G G Allen | NC | 37071 | SRCA | Coal | 190.0117 | 11.3254 | 0.019572 | 156.316 | 0.27013 | 0 |  | 0 |  | -81.0098 | 35.1915
55097 | 4 | Lamar Power Plant | TX | 48277 | TRE | Combined Cycle Gas | 271.8577 | 3.0169 | 0.00060003 | 156.274 | 0.031081 | 1.5749 | 0.00060003 | 81.5442 | 0.031069 | -95.589 | 33.6314
10865 | FBC7 | Archer Daniels Midland Co. | IL | 17115 | CONUS | Industrial | 75 | 0 |  | 154.7916 |  | 0 | 0 | 0 | 0 | -88.885 | 39.8675
10773 | 2 | Altavista Power Station | VA | 51031 | CONUS | EGU-Other | 21.8934 | 7.0672 | 0.0055736 | 154.6957 | 0.122 | 0 |  | 0 |  | -79.2726 | 37.1183
10773 | 1 | Altavista Power Station | VA | 51031 | CONUS | EGU-Other | 21.9494 | 7.0071 | 0.0055512 | 154.107 | 0.12209 | 0 |  | 0 |  | -79.2726 | 37.1183
55215 | GT1 | Odessa Ector Generating Station | TX | 48135 | TRE | Combined Cycle Gas | 283.6549 | 3.2028 | 0.00060003 | 153.3893 | 0.028737 | 1.6719 | 0.00060003 | 80.0717 | 0.028737 | -102.3278 | 31.8378
2706 | CT5 | Asheville | NC | 37021 | SRCA | Combined Cycle Gas | 399.6232 | 3.6576 | 0.00060007 | 153.3333 | 0.025156 | 0.80102 | 0.00060007 | 33.5796 | 0.025156 | -82.5434 | 35.4706
55223 | GT-1 | Ennis Power Company, LLC | TX | 48139 | TRE | Combined Cycle Gas | 361.5839 | 3.2539 | 0.00060002 | 152.5523 | 0.02813 | 1.6986 | 0.00060002 | 79.6086 | 0.028122 | -96.6739 | 32.3194
126 | 3 | Irvington Generating Station | AZ | 04019 | SRSG | Boiler Gas | 108.0558 | 3.4324 | 0.0035002 | 152.5174 | 0.15553 | 4.5624 | 0.0035002 | 200.5577 | 0.15386 | -110.9047 | 32.16
1391 | 3A | Louisiana 1 | LA | 22033 | MISS | Boiler Gas | 202.4224 | 1.6819 | 0.00087314 | 152.4454 | 0.07914 | 2.1847 | 0.00087314 | 198.0193 | 0.079139 | -91.1875 | 30.4903
612 | FMCT2C | Fort Myers | FL | 12071 | FRCC | Combined Cycle Gas | 281.2803 | 3.6764 | 0.00060003 | 152.1246 | 0.024828 | 1.9995 | 0.00060003 | 82.6742 | 0.024809 | -81.7831 | 26.6967
55097 | 1 | Lamar Power Plant | TX | 48277 | TRE | Combined Cycle Gas | 267.9663 | 2.9173 | 0.00060003 | 152.1223 | 0.031289 | 1.5228 | 0.00060003 | 79.3884 | 0.031281 | -95.589 | 33.6314
1378 | PCC3 | Paradise | KY | 21177 | SRCE | Combined Cycle Gas | 400.8215 | 4.72 | 0.00060002 | 151.9645 | 0.019318 | 1.2319 | 0.00060002 | 39.4075 | 0.019194 | -86.9783 | 37.2608
55242 | CT-1 | Santa Rosa Energy Center | FL | 12113 | SRSE | Combined Cycle Gas | 271.9988 | 2.9493 | 0.00060003 | 151.931 | 0.03091 | 1.3836 | 0.00060003 | 71.2741 | 0.03091 | -87.115 | 30.5661
55206 | CU1 | Corpus Christi Energy Center | TX | 48355 | TRE | Combined Cycle Gas | 325.7604 | 2.5903 | 0.00060004 | 151.4936 | 0.035093 | 1.3521 | 0.00060004 | 79.0887 | 0.035098 | -97.4283 | 27.8139
55215 | GT2 | Odessa Ector Generating Station | TX | 48135 | TRE | Combined Cycle Gas | 288.7602 | 3.2134 | 0.00060003 | 151.1606 | 0.028226 | 1.6774 | 0.00060003 | 78.9079 | 0.028227 | -102.3278 | 31.8378
3490 | 2 | Graham | TX | 48503 | TRE | Boiler Gas | 430.5187 | 0.43982 | 0.00075234 | 151.0034 | 0.2583 | 0.5068 | 0.00075234 | 173.8989 | 0.25815 | -98.6117 | 33.135
55501 | CTGDB4 | Tenaska Kiamichi Generating Station | OK | 40121 | TRE | Combined Cycle Gas | 316.9599 | 2.7855 | 0.00060003 | 150.3216 | 0.032381 | 1.4541 | 0.00060003 | 78.4539 | 0.032375 | -95.9349 | 34.6831
2963 | 3301B | Northeastern | OK | 40131 | SPPS | Combined Cycle Gas | 138.188 | 2.2307 | 0.00060003 | 149.5196 | 0.040219 | 0.23008 | 0.00060003 | 15.4032 | 0.040171 | -95.7008 | 36.4317
55172 | GT-3 | Bosque County Power Plant | TX | 48035 | TRE | Combined Cycle Gas | 178.7983 | 2.8894 | 0.00060003 | 149.2651 | 0.030998 | 1.5083 | 0.00060003 | 77.9404 | 0.031007 | -97.3586 | 31.8594
165 | 3 | Grand River Dam Authority | OK | 40097 | SPPS | Combined Cycle Gas | 558.5638 | 3.4149 | 0.00060002 | 148.7777 | 0.026141 | 0.35202 | 0.00060002 | 15.2362 | 0.02597 | -95.2889 | 36.1906
1378 | PCC2 | Paradise | KY | 21177 | SRCE | Combined Cycle Gas | 400.7321 | 4.6991 | 0.00060002 | 148.5767 | 0.018972 | 1.2265 | 0.00060002 | 38.546 | 0.018858 | -86.9783 | 37.2608
55063 | 1 | Batesville Generation Facility | MS | 28107 | SRCE | Combined Cycle Gas | 290.9118 | 3.2369 | 0.00060003 | 148.3868 | 0.027506 | 0.84479 | 0.00060003 | 38.7183 | 0.0275 | -89.9272 | 34.3345
59926 | AL1 | Alpine Power Plant | MI | 26137 | MISE | Simple Cycle Gas | 195.0292 | 1.8098 | 0.00060004 | 147.1666 | 0.048792 | 2.005 | 0.00060004 | 168.4399 | 0.050409 | -84.8248 | 45.0632
50974 | 1 | Scrubgrass Generating Plant | PA | 42121 | PJME | Coal | 45.2161 | 887.9224 | 0.56583 | 147.0275 | 0.093693 | 673.8065 | 0.56583 | 110.2835 | 0.09261 | -79.8114 | 41.2678
55225 | CTG-1 | Oneta Energy Center | OK | 40145 | SPPS | Combined Cycle Gas | 614.5385 | 2.2363 | 0.00060003 | 146.5373 | 0.039318 | 0.23052 | 0.00060003 | 15.1041 | 0.039315 | -95.6967 | 36.0119
1248 | CT-1 | Hutchinson Energy Center | KS | 20155 | SPPC | Simple Cycle Gas | 31.6197 | 13.5229 | 0.071274 | 146.2471 | 0.77082 | 14.0775 | 0.071274 | 151.7199 | 0.76816 | -97.8724 | 38.0915
10566 | 1001 | Carneys Point | NJ | 34033 | PJME | Coal | 113.2817 | 161.6765 | 0.13613 | 145.9971 | 0.12293 | 0 |  | 0 |  | -75.4867 | 39.6928
54915 | 1 | Michigan Power Limited Partnership | MI | 26105 | MISE | Combined Cycle Gas | 158.4905 | 2.9957 | 0.00060005 | 145.7462 | 0.029193 | 0.58372 | 0.00060005 | 28.5801 | 0.02938 | -86.4247 | 43.94
52056 | 00004 | Nassau Energy Corporation | NY | 36059 | NYCW | Combined Cycle Gas | 49.2937 | 0.41128 | 0.0006001 | 145.4409 | 0.21221 | 0.23159 | 0.0006001 | 81.8862 | 0.21219 | -73.5885 | 40.7259
3982 | 2 | Bay Front | WI | 55003 | CONUS | EGU-Other | 16.3999 | 34.0698 | 0.045664 | 145.1968 | 0.19461 | 36.3136 | 0.045664 | 154.7652 | 0.19461 | -90.9017 | 46.5869
55097 | 2 | Lamar Power Plant | TX | 48277 | TRE | Combined Cycle Gas | 268.38 | 2.735 | 0.00060003 | 144.4469 | 0.03169 | 1.4277 | 0.00060003 | 75.3934 | 0.031686 | -95.589 | 33.6314
2963 | 3301A | Northeastern | OK | 40131 | SPPS | Combined Cycle Gas | 143.5999 | 2.1497 | 0.00060003 | 144.3652 | 0.040296 | 0.22172 | 0.00060003 | 14.8922 | 0.040302 | -95.7008 | 36.4317
1396 | 7-2 | Coughlin Power Station | LA | 22039 | MISS | Combined Cycle Gas | 267.1238 | 2.832 | 0.00060003 | 143.9984 | 0.03051 | 1.4613 | 0.00060003 | 74.299 | 0.030509 | -92.2606 | 30.8442
3484 | 141B | Nichols Station | TX | 48375 | SPPS | Boiler Gas | 108.7099 | 0.77863 | 0.00060693 | 143.6885 | 0.112 | 0 |  | 0 |  | -101.7458 | 35.2825
55215 | GT4 | Odessa Ector Generating Station | TX | 48135 | TRE | Combined Cycle Gas | 290.5908 | 2.886 | 0.00060003 | 143.2927 | 0.029792 | 1.5065 | 0.00060003 | 74.8025 | 0.029793 | -102.3278 | 31.8378
55225 | CTG-2 | Oneta Energy Center | OK | 40145 | SPPS | Combined Cycle Gas | 622.947 | 2.2588 | 0.00060003 | 142.8206 | 0.03794 | 0.23283 | 0.00060003 | 14.7231 | 0.037944 | -95.6967 | 36.0119
55139 | CTG1 | Wolf Hollow Generating Station | TX | 48221 | TRE | Combined Cycle Gas | 412.3601 | 2.8091 | 0.00060002 | 142.6843 | 0.030477 | 1.4663 | 0.00060002 | 74.3732 | 0.030434 | -97.7344 | 32.3347
3407 | 2 | Kingston | TN | 47145 | SRCE | Coal | 199.5507 | 196.6112 | 0.11314 | 142.473 | 0.081988 | 0 |  | 0 |  | -84.5194 | 35.8992
55225 | CTG-3 | Oneta Energy Center | OK | 40145 | SPPS | Combined Cycle Gas | 624.5047 | 2.4031 | 0.00060003 | 142.4597 | 0.035571 | 0.24771 | 0.00060003 | 14.6822 | 0.035565 | -95.6967 | 36.0119
7314 | 001 | Richard M Flynn (Holtsville) | NY | 36103 | NYCW | Combined Cycle Gas | 104.904 | 2.0869 | 0.00072235 | 142.3946 | 0.049288 | 1.179 | 0.00072235 | 80.0792 | 0.049062 | -73.0644 | 40.8153
3452 | 1 | Lake Hubbard | TX | 48113 | TRE | Boiler Gas | 359.0579 | 1.5606 | 0.0013539 | 142.2521 | 0.12341 | 1.7438 | 0.0013539 | 159.0122 | 0.12346 | -96.5464 | 32.8364
52019 | 601 | Doswell Limited Partnership | VA | 51085 | PJMD | Combined Cycle Gas | 180.0676 | 3.2087 | 0.00081205 | 142.0064 | 0.035938 | 2.3296 | 0.00081205 | 103.1094 | 0.035942 | -77.4431 | 37.8138
612 | FMCT2F | Fort Myers | FL | 12071 | FRCC | Combined Cycle Gas | 280.636 | 3.4932 | 0.00060003 | 141.7013 | 0.02434 | 1.9003 | 0.00060003 | 77.0042 | 0.024314 | -81.7831 | 26.6967
2444 | 7 | Rio Grande | NM | 35013 | SRSG | Boiler Gas | 51.8949 | 0.17623 | 0.00027661 | 141.5986 | 0.22226 | 0 |  | 0 |  | -106.5472 | 31.8047
612 | FMCT2E | Fort Myers | FL | 12071 | FRCC | Combined Cycle Gas | 281.5716 | 3.6361 | 0.00060003 | 140.6518 | 0.02321 | 1.9775 | 0.00060003 | 76.4448 | 0.023196 | -81.7831 | 26.6967
2490 | 30 | Arthur Kill | NY | 36085 | NYCW | Boiler Gas | 529.0487 | 0.98572 | 0.00060002 | 140.3934 | 0.08546 | 1.0179 | 0.00060002 | 144.8975 | 0.085412 | -74.2027 | 40.5915
55215 | GT3 | Odessa Ector Generating Station | TX | 48135 | TRE | Combined Cycle Gas | 283.3722 | 2.9897 | 0.00060003 | 140.2524 | 0.028148 | 1.5606 | 0.00060003 | 73.2176 | 0.02815 | -102.3278 | 31.8378
3287 | MCM1 | McMeekin | SC | 45063 | SRCA | Boiler Gas | 134.1365 | 1.0587 | 0.00060182 | 139.6638 | 0.079396 | 1.0891 | 0.00060182 | 143.685 | 0.079397 | -81.2178 | 34.0533
10566 | 1002 | Carneys Point | NJ | 34033 | PJME | Coal | 110.6903 | 155.7016 | 0.13886 | 139.1644 | 0.12411 | 0 |  | 0 |  | -75.4867 | 39.6928
50974 | 2 | Scrubgrass Generating Plant | PA | 42121 | PJME | Coal | 43.4555 | 686.654 | 0.50629 | 139.1311 | 0.10259 | 521.8322 | 0.50629 | 105.3643 | 0.10223 | -79.8114 | 41.2678
10865 | FBC5 | Archer Daniels Midland Co. | IL | 17115 | CONUS | Industrial | 49.2 | 0 |  | 138.4199 |  | 0 | 0 | 0 | 0 | -88.885 | 39.8675
1239 | 12 | Riverton | KS | 20021 | SPPC | Combined Cycle Gas | 269.2781 | 3.3167 | 0.00060004 | 138.1946 | 0.025001 | 0.89209 | 0.00060004 | 37.169 | 0.025 | -94.6992 | 37.0726
55419 | 700 | Plaquemine Cogen Facility | LA | 22047 | MISS | Combined Cycle Gas | 453.982 | 2.5407 | 0.00034399 | 138.0672 | 0.018693 | 1.311 | 0.00034399 | 71.214 | 0.018686 | -91.2392 | 30.3215
52019 | 602 | Doswell Limited Partnership | VA | 51085 | PJMD | Combined Cycle Gas | 177.7549 | 3.3054 | 0.0008407 | 138.0434 | 0.03511 | 2.3998 | 0.0008407 | 100.2194 | 0.035109 | -77.4431 | 37.8138
880067 | BLR17 | Wood River Refinery | IL | 17119 | CONUS | Industrial | 54.9091 | 0 | 0 | 137.6399 | 0.10492 | 0 | 0 | 137.6227 | 0.10491 | -90.0675 | 38.8375
612 | FMCT2B | Fort Myers | FL | 12071 | FRCC | Combined Cycle Gas | 278.3404 | 3.6542 | 0.00060003 | 137.2329 | 0.022534 | 1.9859 | 0.00060003 | 74.4948 | 0.022508 | -81.7831 | 26.6967
3982 | 1 | Bay Front | WI | 55003 | CONUS | EGU-Other | 18.4297 | 28.9697 | 0.041217 | 137.0686 | 0.19502 | 30.9296 | 0.041217 | 146.277 | 0.19493 | -90.9017 | 46.5869
2706 | 3 | Asheville | NC | 37021 | SRCA | Simple Cycle Gas | 179.355 | 0.74694 | 0.00060488 | 136.5852 | 0.11061 | 0.78216 | 0.00060488 | 143.0166 | 0.1106 | -82.5404 | 35.4722
55065 | 1 | Mustang Station | TX | 48501 | SPPS | Combined Cycle Gas | 210.3187 | 1.7623 | 0.00060004 | 136.0074 | 0.046308 | 0.18163 | 0.00060004 | 14.089 | 0.046545 | -102.7417 | 32.9728
55419 | 800 | Plaquemine Cogen Facility | LA | 22047 | MISS | Combined Cycle Gas | 463.5401 | 2.8222 | 0.00037101 | 135.6639 | 0.017835 | 1.4562 | 0.00037101 | 69.9026 | 0.01781 | -91.2392 | 30.3215
55225 | CTG-4 | Oneta Energy Center | OK | 40145 | SPPS | Combined Cycle Gas | 616.3492 | 2.3779 | 0.00060003 | 135.3614 | 0.034156 | 0.24511 | 0.00060003 | 13.9487 | 0.034146 | -95.6967 | 36.0119
52019 | 501 | Doswell Limited Partnership | VA | 51085 | PJMD | Combined Cycle Gas | 190.9152 | 2.9966 | 0.00080382 | 134.364 | 0.036043 | 2.1755 | 0.00080382 | 97.5598 | 0.036047 | -77.4431 | 37.8138
663 | B1 | Deerhaven | FL | 12001 | FRCC | Boiler Gas | 79.3397 | 20.1227 | 0.021249 | 134.2775 | 0.14179 | 0 |  | 0 |  | -82.3883 | 29.7586
55168 | CTG-1B | Bastrop Clean Energy Center | TX | 48021 | TRE | Combined Cycle Gas | 356.6285 | 3.0963 | 0.00060003 | 134.1225 | 0.025991 | 1.6163 | 0.00060003 | 70.035 | 0.026 | -97.55 | 30.1458
54817 | EAST | Johnson County Generation Facility | TX | 48251 | TRE | Combined Cycle Gas | 319.4483 | 4.1592 | 0.00094826 | 133.6011 | 0.03046 | 2.171 | 0.00094826 | 69.6713 | 0.030431 | -97.4078 | 32.3994
55146 | CTGEN3 | Green Country Energy, LLC | OK | 40143 | SPPS | Combined Cycle Gas | 307.5874 | 2.7487 | 0.00060003 | 133.4706 | 0.029136 | 0.28329 | 0.00060003 | 13.7614 | 0.029148 | -95.9346 | 35.9833
55146 | CTGEN2 | Green Country Energy, LLC | OK | 40143 | SPPS | Combined Cycle Gas | 301.9701 | 2.339 | 0.00060003 | 133.3869 | 0.034218 | 0.24106 | 0.00060003 | 13.7659 | 0.034264 | -95.9346 | 35.9833
3453 | 7 | Mountain Creek Generating Station | TX | 48113 | TRE | Boiler Gas | 139.8032 | 0.32187 | 0.00060006 | 132.7708 | 0.24753 | 0.37578 | 0.00060006 | 156.609 | 0.25008 | -96.9361 | 32.7253
3287 | MCM2 | McMeekin | SC | 45063 | SRCA | Boiler Gas | 134.8798 | 0.96925 | 0.00057398 | 132.6575 | 0.078559 | 1.0311 | 0.00057398 | 141.2575 | 0.078635 | -81.2178 | 34.0533
1268 | 14 | Chanute 2 | KS | 20133 | SPPC | Simple Cycle Gas | 46.2357 | 1.0024 | 0.0006001 | 131.5204 | 0.078735 | 1.095 | 0.0006001 | 143.8031 | 0.078808 | -95.4589 | 37.6956
2951 | 8 | Horseshoe Lake | OK | 40109 | SPPS | Boiler Gas | 345.9127 | 0.40625 | 0.00060003 | 131.4902 | 0.19421 | 0.55351 | 0.00060003 | 179.111 | 0.19416 | -97.1789 | 35.5089
7762 | HRSG1 | Calpine Hidalgo Energy Center | TX | 48215 | TRE | Combined Cycle Gas | 298.4033 | 2.3563 | 0.00060004 | 131.2493 | 0.033424 | 1.23 | 0.00060004 | 68.3518 | 0.033346 | -98.1708 | 26.3389
7757 | 2 | Chouteau Power Plant | OK | 40097 | SPPS | Combined Cycle Gas | 247.5335 | 2.8154 | 0.00060003 | 131.0487 | 0.02793 | 0.29026 | 0.00060003 | 13.5098 | 0.027928 | -95.2756 | 36.2206
52019 | 502 | Doswell Limited Partnership | VA | 51085 | PJMD | Combined Cycle Gas | 188.9825 | 3.864 | 0.0010087 | 130.6701 | 0.034112 | 2.8053 | 0.0010087 | 94.8772 | 0.034116 | -77.4431 | 37.8138
880067 | BLR16 | Wood River Refinery | IL | 17119 | CONUS | Industrial | 31.9112 | 0 | 0 | 130.4435 | 0.12235 | 0 | 0 | 130.3031 | 0.12221 | -90.0675 | 38.8375
56177 | U1 | Nebo Power Station | UT | 49049 | BASN | Combined Cycle Gas | 141.2041 | 0.93725 | 0.00060006 | 129.8696 | 0.083147 | 0.5681 | 0.00060006 | 77.5952 | 0.08196 | -111.7294 | 40.0614
55120 | CTG-2 | SRO Cogen Limited Partnership | TX | 48361 | MISS | Combined Cycle Gas | 268.8595 | 4.2198 | 0.00060003 | 129.7245 | 0.018446 | 2.1773 | 0.00060003 | 66.9323 | 0.018446 | -93.7539 | 30.0561
3407 | 8 | Kingston | TN | 47145 | SRCE | Coal | 277.05 | 176.3479 | 0.10712 | 129.6075 | 0.078725 | 0 |  | 0 |  | -84.5194 | 35.8992
55337 | 0001 | Helix Ironwood LLC | PA | 42075 | PJME | Combined Cycle Gas | 264.8226 | 5.7464 | 0.00060002 | 129.565 | 0.013529 | 4.6617 | 0.00060002 | 105.1115 | 0.013529 | -76.3658 | 40.3509
55168 | CTG-1A | Bastrop Clean Energy Center | TX | 48021 | TRE | Combined Cycle Gas | 349.6603 | 3.0533 | 0.00060003 | 129.4049 | 0.025431 | 1.5938 | 0.00060003 | 67.5052 | 0.025414 | -97.55 | 30.1458
645 | BB05 | Big Bend | FL | 12057 | FRCC | Combined Cycle Gas | 433.4482 | 1.7169 | 0.00060002 | 129.1992 | 0.045153 | 0.9335 | 0.00060002 | 70.1831 | 0.045111 | -82.4036 | 27.7944
63259 | DEPC2 | Delta Energy Park | MI | 26045 | MISE | Combined Cycle Gas | 89.8133 | 0.60064 | 0.00060008 | 129.0043 | 0.12889 | 0.14604 | 0.00060008 | 23.7924 | 0.097765 | -84.6578 | 42.6906
1573 | 2 | Morgantown | MD | 24017 | PJME | Coal | 584.622 | 343.483 | 0.13214 | 128.9763 | 0.049617 | 259.91 | 0.13214 | 97.6091 | 0.049624 | -76.9767 | 38.3592
7834 | CT2A | John S. Rainey Generating Station | SC | 45007 | SRCA | Simple Cycle Gas | 170.6289 | 2.601 | 0.00060003 | 128.7576 | 0.029703 | 2.8058 | 0.00060003 | 138.859 | 0.029696 | -82.776 | 34.3477
10633 | 3 | Hopewell Cogeneration Facility | VA | 51670 | PJMD | Combined Cycle Gas | 134.7425 | 1.3155 | 0.0012082 | 128.4095 | 0.11794 | 0.95492 | 0.0012082 | 93.3859 | 0.11816 | -77.2811 | 37.2914
7834 | CT2B | John S. Rainey Generating Station | SC | 45007 | SRCA | Simple Cycle Gas | 172.9829 | 2.5878 | 0.00060003 | 128.3599 | 0.029762 | 2.7357 | 0.00060003 | 135.6939 | 0.029762 | -82.776 | 34.3477
55248 | CT6 | Tait Electric Generating Station | OH | 39113 | PJMW | Simple Cycle Gas | 91.4473 | 9.7645 | 0.0075097 | 128.1921 | 0.098591 | 10.6574 | 0.0075097 | 140.5649 | 0.099049 | -84.2106 | 39.7286
3797 | 5 | Chesterfield Power Station | VA | 51041 | PJMD | Coal | 360.8548 | 150.4618 | 0.061226 | 128.0483 | 0.052105 | 0 |  | 0 |  | -77.3842 | 37.3821
3131 | 4 | Shawville | PA | 42033 | PJME | Boiler Gas | 176.7314 | 1.3842 | 0.00060004 | 127.6555 | 0.055338 | 1.4542 | 0.00060004 | 134.1391 | 0.055349 | -78.3656 | 41.067
3631 | CT9 | Sam Rayburn Plant | TX | 48469 | TRE | Combined Cycle Gas | 52.0248 | 0.35122 | 0.00065267 | 127.2976 | 0.23656 | 0.18332 | 0.00065267 | 67.4835 | 0.24026 | -97.1347 | 28.8947
3131 | 3 | Shawville | PA | 42033 | PJME | Boiler Gas | 176.8416 | 1.3641 | 0.00060005 | 126.6905 | 0.055731 | 1.4234 | 0.00060005 | 132.1714 | 0.055719 | -78.3656 | 41.067
10633 | 2 | Hopewell Cogeneration Facility | VA | 51670 | PJMD | Combined Cycle Gas | 137.3906 | 1.4192 | 0.0012935 | 125.5924 | 0.11447 | 1.0302 | 0.0012935 | 91.4902 | 0.11487 | -77.2811 | 37.2914
3601 | 2 | Sim Gideon | TX | 48021 | TRE | Boiler Gas | 147.0294 | 0.4877 | 0.00060003 | 125.1361 | 0.15396 | 0.57512 | 0.00060003 | 147.557 | 0.15395 | -97.2708 | 30.1456
10865 | FBC6 | Archer Daniels Midland Co. | IL | 17115 | CONUS | Industrial | 70 | 0 |  | 124.7489 |  | 0 | 0 | 0 | 0 | -88.885 | 39.8675
1391 | 1A | Louisiana 1 | LA | 22033 | MISS | Boiler Gas | 233.6425 | 1.4458 | 0.00086502 | 124.6588 | 0.074584 | 1.8951 | 0.00086502 | 163.3834 | 0.074575 | -91.1875 | 30.4903
589 | 1 | J C McNeil | VT | 50007 | CONUS | EGU-Other | 60.7698 | 1.1006 | 0.00061397 | 124.1324 | 0.069245 | 1.1662 | 0.00061397 | 131.5011 | 0.069229 | -73.2081 | 44.4917
492 | 7 | Martin Drake | CO | 08041 | RMRG | Coal | 147.7314 | 5.776 | 0.0059863 | 123.8486 | 0.12836 | 3.734 | 0.0059863 | 80.0567 | 0.12834 | -104.8331 | 38.8244
7153 | 1 | Hay Road | DE | 10003 | PJME | Combined Cycle Gas | 203.885 | 0 | 0 | 122.8765 | 0.087072 | 0 | 0 | 99.5578 | 0.087009 | -75.5072 | 39.7436
56445 | CT-02 | Spindle Hill Energy Center | CO | 08123 | RMRG | Simple Cycle Gas | 242.6352 | 0.66154 | 0.00061983 | 122.6294 | 0.1149 | 0.7557 | 0.00061983 | 140.5946 | 0.11532 | -104.8819 | 40.0914
7757 | 1 | Chouteau Power Plant | OK | 40097 | SPPS | Combined Cycle Gas | 252.6802 | 2.6941 | 0.00060004 | 122.448 | 0.027272 | 0.27771 | 0.00060004 | 12.6223 | 0.027272 | -95.2756 | 36.2206
2517 | 3 | Port Jefferson Energy Center | NY | 36103 | NYCW | Boiler Gas | 181.6722 | 233.5814 | 0.17572 | 122.3318 | 0.09203 | 236.0688 | 0.17572 | 124.6104 | 0.092757 | -73.0786 | 40.9503
54149 | 1 | Nissequogue Energy Center | NY | 36103 | NYCW | Simple Cycle Gas | 102.9972 | 0.95846 | 0.0006013 | 122.3049 | 0.07673 | 0.69475 | 0.0006013 | 88.5347 | 0.076626 | -73.1292 | 40.9168
55419 | 600 | Plaquemine Cogen Facility | LA | 22047 | MISS | Combined Cycle Gas | 468.3301 | 2.323 | 0.00033863 | 121.7896 | 0.017754 | 1.1986 | 0.00033863 | 62.7758 | 0.017735 | -91.2392 | 30.3215
10865 | FBC4 | Archer Daniels Midland Co. | IL | 17115 | CONUS | Industrial | 49.2 | 0 |  | 121.5894 |  | 0 | 0 | 0 | 0 | -88.885 | 39.8675
8063 | CT1 | Decordova | TX | 48221 | TRE | Simple Cycle Gas | 82.9619 | 0 | 0 | 120.5646 | 0.64761 | 0 | 0 | 130.8837 | 0.65006 | -97.6986 | 32.4033
55146 | CTGEN1 | Green Country Energy, LLC | OK | 40143 | SPPS | Combined Cycle Gas | 301.2562 | 1.9669 | 0.00060003 | 120.1163 | 0.036643 | 0.20262 | 0.00060003 | 12.3933 | 0.0367 | -95.9346 | 35.9833
3628 | 3 | R W Miller | TX | 48363 | TRE | Boiler Gas | 230.2862 | 12.6958 | 0.013739 | 119.5068 | 0.12933 | 14.8116 | 0.013739 | 139.7304 | 0.12962 | -98.3103 | 32.6581
1702 | 4 | Dan E Karn | MI | 26017 | MISE | Boiler Gas | 469.9514 | 54.8478 | 0.058228 | 119.226 | 0.12657 | 16.4715 | 0.058228 | 34.3888 | 0.12157 | -83.8431 | 43.6425
10805 | 002001 | E F Kenilworth, Inc. | NJ | 34039 | PJME | Combined Cycle Gas | 27.558 | 0 | 0 | 119.1786 | 0.14046 | 0 | 0 | 96.6734 | 0.14045 | -74.2744 | 40.6781
55419 | 500 | Plaquemine Cogen Facility | LA | 22047 | MISS | Combined Cycle Gas | 465.9747 | 2.7937 | 0.00040842 | 118.7329 | 0.017358 | 1.4415 | 0.00040842 | 61.2882 | 0.017365 | -91.2392 | 30.3215
50491 | 001 | Axiall Corporation Natrium Plant | WV | 54051 | CONUS | EGU-Other | 40.9401 | 0 | 0 | 118.5041 | 0.08257 | 0.91771 | 0.0006 | 115.9377 | 0.0758 | -80.8547 | 39.7475
612 | FMCT2D | Fort Myers | FL | 12071 | FRCC | Combined Cycle Gas | 277.9533 | 3.1874 | 0.00060003 | 118.2547 | 0.022262 | 1.7373 | 0.00060003 | 64.372 | 0.022233 | -81.7831 | 26.6967
55457 | CT1 | McClain Energy Facility | OK | 40087 | SPPS | Combined Cycle Gas | 167.1822 | 2.4496 | 0.00060003 | 117.9554 | 0.028894 | 0.25257 | 0.00060003 | 12.1559 | 0.028879 | -97.5896 | 35.2979
620 | SNCT5D | Sanford | FL | 12127 | FRCC | Combined Cycle Gas | 274.22 | 2.6121 | 0.00060004 | 117.2183 | 0.026927 | 1.4298 | 0.00060004 | 64.1557 | 0.026924 | -81.3256 | 28.8419
10308 | 1001 | Sayreville Power LP | NJ | 34023 | PJME | Combined Cycle Gas | 170.2365 | 0.87764 | 0.00060005 | 116.7142 | 0.079798 | 0.71188 | 0.00060005 | 94.7242 | 0.079844 | -74.3444 | 40.439
55047 | CG-3 | Pasadena Power Plant | TX | 48201 | TRE | Combined Cycle Gas | 296.3432 | 3.1486 | 0.00060003 | 116.4861 | 0.022199 | 1.6436 | 0.00060003 | 60.8043 | 0.022198 | -95.1769 | 29.7233
55065 | 2 | Mustang Station | TX | 48501 | SPPS | Combined Cycle Gas | 208.4854 | 1.6728 | 0.00060004 | 116.2261 | 0.041692 | 0.17244 | 0.00060004 | 12.0345 | 0.041877 | -102.7417 | 32.9728
992 | 11 | C. C. Perry K Steam Plant | IN | 18097 | CONUS | Institutional | 29.7433 | 0 | 0 | 116.1507 | 0.26358 | 0 | 0 | 116.3574 | 0.26349 | -86.1667 | 39.7622
55457 | CT2 | McClain Energy Facility | OK | 40087 | SPPS | Combined Cycle Gas | 170.0041 | 2.3846 | 0.00060004 | 116.0871 | 0.029212 | 0.24587 | 0.00060004 | 11.9689 | 0.029209 | -97.5896 | 35.2979
55098 | 2 | Frontera Generation Facility | TX | 48215 | TRE | Combined Cycle Gas | 273.7088 | 3.568 | 0.00060003 | 115.5718 | 0.019436 | 1.8626 | 0.00060003 | 60.3334 | 0.019436 | -98.3992 | 26.208
3457 | 1 | Lewis Creek | TX | 48339 | MISS | Boiler Gas | 257.6676 | 2.5382 | 0.00060003 | 115.4363 | 0.02729 | 3.3558 | 0.00060003 | 152.9951 | 0.027356 | -95.5215 | 30.4364
58933 | 101 | Shell Chemical Appalachia LLC | PA | 42007 | CONUS | Industrial | 61.774 | 1.4786 | 0.00060008 | 114.4044 | 0.046429 | 1.4636 | 0.00060008 | 120.1641 | 0.049269 | -80.3363 | 39.6715
50733 | 701B6 | US Steel Corp - Gary Works | IN | 18089 | CONUS | Industrial | 41.8516 | 0 | 0 | 114.3085 | 0.14688 | 0 | 0 | 114.5491 | 0.14688 | -87.3281 | 41.6133
55337 | 0002 | Helix Ironwood LLC | PA | 42075 | PJME | Combined Cycle Gas | 263.4119 | 5.6361 | 0.00060002 | 114.1815 | 0.012156 | 4.5722 | 0.00060002 | 92.6226 | 0.012155 | -76.3658 | 40.3509
50463 | 328001 | Procter & Gamble Paper Products | PA | 42131 | CONUS | Industrial | 58.7333 | 0 | 0 | 113.5744 | 0.11857 | 0 | 0 | 113.5755 | 0.11857 | -76.0426 | 41.573
55139 | CTG2 | Wolf Hollow Generating Station | TX | 48221 | TRE | Combined Cycle Gas | 415.0912 | 2.7563 | 0.00060002 | 112.4066 | 0.02447 | 1.4387 | 0.00060002 | 58.6564 | 0.024463 | -97.7344 | 32.3347
3490 | 1 | Graham | TX | 48503 | TRE | Boiler Gas | 214.631 | 0.35007 | 0.0007557 | 112.0556 | 0.2419 | 0.37915 | 0.0007557 | 119.6789 | 0.23854 | -98.6117 | 33.135
10308 | 1002 | Sayreville Power LP | NJ | 34023 | PJME | Combined Cycle Gas | 168.5823 | 0.84538 | 0.00060004 | 111.7069 | 0.079287 | 0.68568 | 0.00060004 | 90.711 | 0.07938 | -74.3444 | 40.439
2503 | BLR115 | 59th Street | NY | 36061 | CONUS | Institutional | 56.2892 | 0 | 0 | 111.2587 | 0.11491 | 0 | 0 | 111.3148 | 0.11494 | -73.9911 | 40.7711
58933 | 102 | Shell Chemical Appalachia LLC | PA | 42007 | CONUS | Industrial | 62.1756 | 1.4476 | 0.00060008 | 109.9143 | 0.045564 | 1.4336 | 0.00060008 | 115.5531 | 0.04837 | -80.3363 | 39.6715
50481 | 253-27 | Eastman Chemical Company | TN | 47163 | CONUS | Industrial | 48.1286 | 0 | 0 | 109.7379 | 0.091779 | 0.70325 | 0.000588 | 109.768 | 0.091779 | -82.535 | 36.5192
55098 | 1 | Frontera Generation Facility | TX | 48215 | TRE | Combined Cycle Gas | 273.8193 | 3.5337 | 0.00060003 | 109.4789 | 0.01859 | 1.8447 | 0.00060003 | 57.1494 | 0.01859 | -98.3992 | 26.208
50292 | GT2 | Bethpage Energy Center | NY | 36059 | NYCW | Combined Cycle Gas | 42.8216 | 0.54146 | 0.00060004 | 109.3777 | 0.12121 | 0.30555 | 0.00060004 | 61.7012 | 0.12117 | -73.4994 | 40.7469
55328 | CTG-2 | Hermiston Power Plant | OR | 41059 | NWPP | Combined Cycle Gas | 333.8068 | 4.3029 | 0.00060003 | 108.7051 | 0.015159 | 4.0618 | 0.00060003 | 102.6066 | 0.015158 | -119.3117 | 45.7931
2706 | 4 | Asheville | NC | 37021 | SRCA | Simple Cycle Gas | 175.8147 | 0.68783 | 0.00060334 | 108.5788 | 0.095241 | 0.71335 | 0.00060334 | 112.4564 | 0.095113 | -82.5403 | 35.4729
7345 | 1 | University of Florida | FL | 12001 | FRCC | Combined Cycle Gas | 17.5644 | 0.96743 | 0.00060013 | 108.5294 | 0.067324 | 0.52269 | 0.00060013 | 58.924 | 0.067653 | -82.3486 | 29.6397
55328 | CTG-1 | Hermiston Power Plant | OR | 41059 | NWPP | Combined Cycle Gas | 335.6129 | 4.2032 | 0.00060002 | 107.7909 | 0.015388 | 3.9677 | 0.00060002 | 101.7575 | 0.015389 | -119.3117 | 45.7931
7697 | CC1 | Washington County Cogen (Olin) | AL | 01129 | SRSE | Combined Cycle Gas | 193.1149 | 2.5272 | 0.00060005 | 107.7337 | 0.02558 | 1.1849 | 0.00060005 | 50.5561 | 0.025602 | -88.0156 | 31.2504
6043 | HRSG4A | Martin | FL | 12085 | FRCC | Combined Cycle Gas | 268.2969 | 2.3461 | 0.00060003 | 107.6986 | 0.027545 | 1.2807 | 0.00060003 | 58.686 | 0.027495 | -80.5628 | 27.0536
3612 | 2 | V H Braunig | TX | 48029 | TRE | Boiler Gas | 195.6775 | 0.49583 | 0.00060006 | 107.6523 | 0.13028 | 0.57514 | 0.00060006 | 124.8726 | 0.13028 | -98.3828 | 29.2575
2511 | 20 | E F Barrett | NY | 36059 | NYCW | Boiler Gas | 203.8269 | 12.5892 | 0.0065128 | 107.6052 | 0.055668 | 13.0353 | 0.0065128 | 111.4444 | 0.055681 | -73.6486 | 40.6169
2500 | 20 | Ravenswood Generating Station | NY | 36081 | NYCW | Oil | 376.3888 | 3.3565 | 0.0029039 | 107.3424 | 0.092868 | 0.094024 | 0.0029039 | 2.9963 | 0.09254 | -73.9451 | 40.7585
55251 | CTG-2 | Gleason Combustion Turbine Plant | TN | 47183 | SRCE | Simple Cycle Gas | 182.831 | 0.82084 | 0.00060003 | 106.988 | 0.078207 | 0.87351 | 0.00060003 | 113.8278 | 0.07819 | -88.612 | 36.2454
7834 | CT1A | John S. Rainey Generating Station | SC | 45007 | SRCA | Combined Cycle Gas | 173.5231 | 4.079 | 0.00060003 | 106.7935 | 0.015709 | 0.89332 | 0.00060003 | 23.4523 | 0.015753 | -82.776 | 34.3477
3393 | ACC2 | Allen | TN | 47157 | SRCE | Combined Cycle Gas | 572.8183 | 4.857 | 0.00060002 | 106.4306 | 0.013148 | 1.2677 | 0.00060002 | 27.7345 | 0.013127 | -90.1439 | 35.0742
620 | SNCT5A | Sanford | FL | 12127 | FRCC | Combined Cycle Gas | 274.1578 | 2.446 | 0.00060004 | 106.3386 | 0.026086 | 1.3367 | 0.00060004 | 58.1017 | 0.026081 | -81.3256 | 28.8419
620 | SNCT4A | Sanford | FL | 12127 | FRCC | Combined Cycle Gas | 267.2121 | 2.4322 | 0.00060004 | 105.8946 | 0.026125 | 1.3317 | 0.00060004 | 57.9689 | 0.02612 | -81.3256 | 28.8419
55320 | GT-2 | Wise County Power Company, LLC | TX | 48497 | TRE | Combined Cycle Gas | 434.1986 | 3.1462 | 0.00060002 | 105.4947 | 0.02012 | 1.6423 | 0.00060002 | 55.0564 | 0.020116 | -97.9103 | 33.0583
54238 | BIOMS1 | DTE Stockton | CA | 06077 | CONUS | EGU-Other | 51.05 | 12.3711 | 0.0043634 | 104.836 | 0.036976 | 13.0207 | 0.0043634 | 110.3631 | 0.036984 | -121.3273 | 37.9416
3295 | URQ5 | Urquhart | SC | 45003 | SRCA | Combined Cycle Gas | 155.1069 | 2.2772 | 0.00061485 | 104.7058 | 0.02827 | 0.49879 | 0.00061485 | 22.9418 | 0.02828 | -81.9111 | 33.435
141 | 3 | Agua Fria Generating Station | AZ | 04013 | SRSG | Boiler Gas | 220.0841 | 0.17514 | 0.0006001 | 104.5185 | 0.35813 | 0.24511 | 0.0006001 | 146.3198 | 0.35823 | -112.2161 | 33.5542
2454 | 124T | Cunningham | NM | 35025 | SPPS | Simple Cycle Gas | 107.6722 | 1.0552 | 0.00060005 | 104.2532 | 0.059285 | 1.1964 | 0.00060005 | 118.1536 | 0.05926 | -103.3533 | 32.7131
55221 | G7 | Oswald Generating Station | AR | 05119 | MISS | Combined Cycle Gas | 140.8252 | 0.67365 | 0.00060005 | 103.6887 | 0.092361 | 0.34772 | 0.00060005 | 53.5546 | 0.092419 | -92.2166 | 34.5923
620 | SNCT4B | Sanford | FL | 12127 | FRCC | Combined Cycle Gas | 272.1364 | 2.4377 | 0.00060004 | 103.5693 | 0.025493 | 1.3318 | 0.00060004 | 56.5855 | 0.025494 | -81.3256 | 28.8419
3612 | CT02 | V H Braunig | TX | 48029 | TRE | Combined Cycle Gas | 279.5394 | 2.8019 | 0.00060004 | 102.7187 | 0.021998 | 1.4626 | 0.00060004 | 53.6061 | 0.021992 | -98.3808 | 29.2574
6112 | 2 | Fort St. Vrain | CO | 08123 | RMRG | Combined Cycle Gas | 280.2409 | 2.1208 | 0.00060004 | 102.7041 | 0.029058 | 1.0479 | 0.00060004 | 50.7982 | 0.029087 | -104.8742 | 40.2461
55248 | CT5 | Tait Electric Generating Station | OH | 39113 | PJMW | Simple Cycle Gas | 93.9416 | 1.1657 | 0.00092602 | 102.5734 | 0.08148 | 1.2726 | 0.00092602 | 111.9754 | 0.081481 | -84.2106 | 39.7286
620 | SNCT5B | Sanford | FL | 12127 | FRCC | Combined Cycle Gas | 271.3491 | 2.3376 | 0.00060003 | 102.3161 | 0.026263 | 1.2797 | 0.00060003 | 56.0031 | 0.026258 | -81.3256 | 28.8419
50240 | 5 | Purdue University-Wade Utility | IN | 18157 | CONUS | Institutional | 16.3985 | 0 | 0 | 102.0465 | 0.15863 | 292.2778 | 0.456 | 101.6772 | 0.15863 | -86.9117 | 40.4172
3507 | 9 | Trinidad | TX | 48213 | TRE | Boiler Gas | 172.2708 | 0.30573 | 0.00060003 | 101.9082 | 0.20001 | 0.31784 | 0.00060003 | 105.7629 | 0.19966 | -96.1014 | 32.1264
10464 | E0002 | Black River Generation, LLC | NY | 36045 | CONUS | EGU-Other | 16.2155 | 16.4602 | 0.020267 | 101.8125 | 0.12536 | 17.5824 | 0.020267 | 108.7555 | 0.12536 | -75.7712 | 44.0361
620 | SNCT4D | Sanford | FL | 12127 | FRCC | Combined Cycle Gas | 267.2064 | 2.3879 | 0.00060003 | 101.677 | 0.02555 | 1.3031 | 0.00060003 | 55.485 | 0.025549 | -81.3256 | 28.8419
1599 | 2 | Canal Station | MA | 25001 | ISNE | Boiler Gas | 612.336 | 219.4228 | 0.36138 | 101.6508 | 0.16741 | 126.6512 | 0.2154 | 98.308 | 0.1672 | -70.5097 | 41.7694
55137 | CTG-2 | Rio Nogales Power Project, LP | TX | 48187 | TRE | Combined Cycle Gas | 312.585 | 3.1834 | 0.00060003 | 101.5312 | 0.019137 | 1.6617 | 0.00060003 | 52.9957 | 0.019136 | -97.9724 | 29.5932
55251 | CTG-1 | Gleason Combustion Turbine Plant | TN | 47183 | SRCE | Simple Cycle Gas | 183.8637 | 0.77545 | 0.00060003 | 101.2541 | 0.078348 | 0.8124 | 0.00060003 | 105.935 | 0.078242 | -88.612 | 36.2454
3469 | THW52 | T H Wharton | TX | 48201 | TRE | Simple Cycle Gas | 53.9884 | 0 | 0 | 101.0274 | 0.18997 | 0 | 0 | 100.285 | 0.18992 | -95.5333 | 29.9414
52088 | GT-C | Texas City Cogeneration | TX | 48167 | TRE | Combined Cycle Gas | 248.3695 | 1.6992 | 0.00060005 | 100.7023 | 0.035561 | 0.887 | 0.00060005 | 52.5241 | 0.035532 | -94.944 | 29.3787
6112 | 3 | Fort St. Vrain | CO | 08123 | RMRG | Combined Cycle Gas | 274.1892 | 2.0556 | 0.00060004 | 100.6469 | 0.029379 | 1.0193 | 0.00060004 | 49.9096 | 0.02938 | -104.8742 | 40.2461
620 | SNCT4C | Sanford | FL | 12127 | FRCC | Combined Cycle Gas | 266.6782 | 2.2667 | 0.00060003 | 99.7858 | 0.026415 | 1.2434 | 0.00060003 | 54.7165 | 0.026404 | -81.3256 | 28.8419
10464 | E0001 | Black River Generation, LLC | NY | 36045 | CONUS | EGU-Other | 15.9247 | 17.4453 | 0.021948 | 99.6125 | 0.12532 | 18.4418 | 0.021948 | 105.3035 | 0.12533 | -75.7712 | 44.0361
8063 | CT3 | Decordova | TX | 48221 | TRE | Simple Cycle Gas | 84.3468 | 0 | 0 | 99.4623 | 0.6721 | 0 | 0 | 108.887 | 0.67307 | -97.6986 | 32.4033
3478 | 1 | Wilkes Power Plant | TX | 48315 | SPPS | Boiler Gas | 222.1099 | 0.63654 | 0.00098416 | 99.4126 | 0.1537 | 0.86333 | 0.00098416 | 134.0116 | 0.15277 | -94.5469 | 32.8486
55123 | CTG-2 | Magic Valley Generating Station | TX | 48215 | TRE | Combined Cycle Gas | 405.5164 | 3.1941 | 0.00060004 | 99.3116 | 0.018656 | 1.6673 | 0.00060004 | 51.435 | 0.018511 | -98.19 | 26.3403
620 | SNCT5C | Sanford | FL | 12127 | FRCC | Combined Cycle Gas | 275.8919 | 2.2191 | 0.00060004 | 99.2762 | 0.026843 | 1.2148 | 0.00060004 | 54.3375 | 0.02684 | -81.3256 | 28.8419
50625 | 61STK1 | ExxonMobil Beaumont Refinery | TX | 48245 | CONUS | Industrial | 366.2754 | 4.6351 | 0.00059198 | 98.7053 | 0.012606 | 4.6351 | 0.00059198 | 98.7075 | 0.012606 | -94.0703 | 30.0639
7834 | CT1B | John S. Rainey Generating Station | SC | 45007 | SRCA | Combined Cycle Gas | 174.6742 | 4.0431 | 0.00060003 | 98.6038 | 0.014634 | 0.88546 | 0.00060003 | 21.6682 | 0.014684 | -82.776 | 34.3477
4125 | 9 | Manitowoc | WI | 55071 | MISW | Coal | 45.4759 | 307.8067 | 0.1999 | 98.4595 | 0.063944 | 166.1177 | 0.1999 | 53.6406 | 0.06455 | -87.6558 | 44.082
10464 | E0003 | Black River Generation, LLC | NY | 36045 | CONUS | EGU-Other | 15.9624 | 16.628 | 0.021198 | 98.4369 | 0.12549 | 17.5885 | 0.021198 | 104.1237 | 0.12549 | -75.7712 | 44.0361
10298 | CG804 | Air Liquide Bayport Complex | TX | 48201 | TRE | Combined Cycle Gas | 85.8798 | 0 | 0 | 98.085 | 0.022301 | 0 | 0 | 51.1945 | 0.022297 | -95.0458 | 29.6225
3295 | URQ6 | Urquhart | SC | 45003 | SRCA | Combined Cycle Gas | 154.8029 | 2.3644 | 0.00060459 | 98.0154 | 0.025064 | 0.51787 | 0.00060459 | 21.4704 | 0.025066 | -81.9111 | 33.435
54556 | B10 | Ingredion Incorporated Argo Plant | IL | 17031 | CONUS | Industrial | 111.825 | 0 | 0 | 97.9229 | 0.055236 | 0 | 0 | 97.9469 | 0.055247 | -87.8233 | 41.7775
50481 | 253-29 | Eastman Chemical Company | TN | 47163 | CONUS | Industrial | 46.6433 | 0 | 0 | 97.7721 | 0.081314 | 0.707 | 0.000588 | 120.2386 | 0.1 | -82.535 | 36.5192
52088 | GT-B | Texas City Cogeneration | TX | 48167 | TRE | Combined Cycle Gas | 251.3637 | 1.7348 | 0.00060005 | 97.3142 | 0.03366 | 0.90558 | 0.00060005 | 50.5748 | 0.033512 | -94.944 | 29.3787
55320 | GT-1 | Wise County Power Company, LLC | TX | 48497 | TRE | Combined Cycle Gas | 431.1252 | 3.1522 | 0.00060002 | 97.3 | 0.018521 | 1.6454 | 0.00060002 | 50.8241 | 0.018534 | -97.9103 | 33.0583
55137 | CTG-1 | Rio Nogales Power Project, LP | TX | 48187 | TRE | Combined Cycle Gas | 313.4799 | 3.2078 | 0.00060003 | 96.7623 | 0.0181 | 1.6745 | 0.00060003 | 50.5168 | 0.018102 | -97.9724 | 29.5932
3393 | ACC1 | Allen | TN | 47157 | SRCE | Combined Cycle Gas | 571.395 | 5.7827 | 0.00060002 | 96.6504 | 0.010029 | 1.5093 | 0.00060002 | 25.2034 | 0.01002 | -90.1439 | 35.0742
50481 | 253-26 | Eastman Chemical Company | TN | 47163 | CONUS | Industrial | 45.3719 | 0 | 0 | 96.52 | 0.093528 | 0.60681 | 0.000588 | 103.1992 | 0.1 | -82.535 | 36.5192
10343 | SG-101 | Mt. Carmel Cogeneration | PA | 42097 | PJME | Coal | 32.2469 | 379.8435 | 0.35581 | 96.0738 | 0.089996 | 289.9244 | 0.35581 | 71.2044 | 0.087387 | -76.4539 | 40.8092
55015 | 2 | Sweeny Cogeneration Facility | TX | 48039 | TRE | Simple Cycle Gas | 148.6266 | 3.6742 | 0.00054896 | 96.0426 | 0.01435 | 3.1782 | 0.00054896 | 81.0407 | 0.013998 | -95.745 | 29.0728
3469 | THW53 | T H Wharton | TX | 48201 | TRE | Simple Cycle Gas | 53.4458 | 0 | 0 | 95.8743 | 0.19081 | 0 | 0 | 95.5781 | 0.1908 | -95.5333 | 29.9414
55116 | CT3 | Rockingham County Combustion Turbine | NC | 37157 | SRCA | Simple Cycle Gas | 179.7731 | 1.1612 | 0.00059032 | 95.6191 | 0.048609 | 1.2259 | 0.00059032 | 100.9757 | 0.048622 | -79.8297 | 36.3297
55087 | CC2 | Zeeland Generating Station | MI | 26139 | MISE | Simple Cycle Gas | 176.8955 | 1.7804 | 0.00060002 | 95.6024 | 0.032219 | 1.9115 | 0.00060002 | 102.6359 | 0.032217 | -85.9988 | 42.82
55251 | CTG-3 | Gleason Combustion Turbine Plant | TN | 47183 | SRCE | Simple Cycle Gas | 180.0837 | 0.79103 | 0.00060003 | 95.561 | 0.072487 | 0.83179 | 0.00060003 | 100.4231 | 0.072442 | -88.612 | 36.2454
55120 | CTG-1 | SRO Cogen Limited Partnership | TX | 48361 | MISS | Combined Cycle Gas | 271.2673 | 3.2876 | 0.00060003 | 95.3114 | 0.017395 | 1.6962 | 0.00060003 | 49.1851 | 0.0174 | -93.7539 | 30.0561
55230 | CT-2 | Jack County Generation Facility | TX | 48237 | TRE | Combined Cycle Gas | 409.9 | 2.9541 | 0.00060003 | 95.3099 | 0.019359 | 1.542 | 0.00060003 | 49.6918 | 0.019336 | -97.9574 | 33.101
3469 | THW56 | T H Wharton | TX | 48201 | TRE | Simple Cycle Gas | 53.7886 | 0 | 0 | 94.75 | 0.18937 | 0 | 0 | 94.5123 | 0.18935 | -95.5333 | 29.9414
3612 | CT01 | V H Braunig | TX | 48029 | TRE | Combined Cycle Gas | 278.6236 | 2.7957 | 0.00060008 | 94.5525 | 0.020295 | 1.4594 | 0.00060008 | 49.3558 | 0.020294 | -98.3811 | 29.2574
10298 | CG803 | Air Liquide Bayport Complex | TX | 48201 | TRE | Combined Cycle Gas | 85.7578 | 0 | 0 | 94.354 | 0.021422 | 0 | 0 | 49.255 | 0.021422 | -95.0458 | 29.6225
1040 | 2 | Whitewater Valley | IN | 18177 | PJMW | Coal | 61.8555 | 613.6839 | 2.4615 | 94.308 | 0.37827 | 459.6494 | 2.4615 | 70.6904 | 0.37855 | -84.8953 | 39.8028
7953 | CT1 | Evander Andrews Power Complex | ID | 16039 | BASN | Simple Cycle Gas | 208.0573 | 1.5079 | 0.00060003 | 94.2828 | 0.037516 | 1.7566 | 0.00060003 | 109.812 | 0.037511 | -115.7328 | 43.1794
55137 | CTG-3 | Rio Nogales Power Project, LP | TX | 48187 | TRE | Combined Cycle Gas | 309.6562 | 3.2287 | 0.00060003 | 94.2569 | 0.017517 | 1.6854 | 0.00060003 | 49.2079 | 0.017519 | -97.9724 | 29.5932
3504 | 2 | Stryker Creek | TX | 48073 | TRE | Boiler Gas | 425.8623 | 0.81081 | 0.00073943 | 94.0867 | 0.085805 | 0.88093 | 0.00073943 | 102.0826 | 0.085686 | -94.9883 | 31.9381
3504 | 1 | Stryker Creek | TX | 48073 | TRE | Boiler Gas | 165.1076 | 0.31086 | 0.00064234 | 93.9897 | 0.19421 | 0.34451 | 0.00064234 | 104.1694 | 0.19422 | -94.9883 | 31.9381
3469 | THW55 | T H Wharton | TX | 48201 | TRE | Simple Cycle Gas | 54.6906 | 0 | 0 | 93.8524 | 0.18987 | 0 | 0 | 92.8982 | 0.18987 | -95.5333 | 29.9414
56445 | CT-01 | Spindle Hill Energy Center | CO | 08123 | RMRG | Simple Cycle Gas | 248.5555 | 20.4412 | 0.028075 | 93.7442 | 0.12875 | 23.3851 | 0.028075 | 107.7055 | 0.1293 | -104.8819 | 40.0914
55248 | CT4 | Tait Electric Generating Station | OH | 39113 | PJMW | Simple Cycle Gas | 91.6486 | 0.7996 | 0.00060292 | 92.9286 | 0.070071 | 0.88259 | 0.00060292 | 102.7525 | 0.070193 | -84.2106 | 39.7286
3469 | THW54 | T H Wharton | TX | 48201 | TRE | Simple Cycle Gas | 51.9847 | 0 | 0 | 92.7267 | 0.19009 | 0 | 0 | 91.9826 | 0.19012 | -95.5333 | 29.9414
593 | 5 | Edge Moor | DE | 10003 | PJME | Oil | 411.6398 | 72.0879 | 0.053589 | 92.5941 | 0.068833 | 9.3832 | 0.053589 | 12.0178 | 0.068636 | -75.5033 | 39.7372
54096 | X026 | International Paper-Riverdale Mill | AL | 01047 | CONUS | Industrial | 49.4711 | 0 | 0 | 92.0431 | 0.77696 | 0 | 0 | 92.0431 | 0.77696 | -86.8694 | 32.425
6071 | 7 | Trimble County | KY | 21223 | SRCE | Simple Cycle Gas | 182.021 | 1.5873 | 0.00060006 | 91.6745 | 0.034656 | 1.8127 | 0.00060006 | 104.7117 | 0.034664 | -85.4117 | 38.5847
2847 | 2 | Frank M Tait Station | OH | 39113 | PJMW | Simple Cycle Gas | 117.3327 | 0.36735 | 0.00059338 | 91.5848 | 0.14794 | 0.39482 | 0.00059338 | 98.5731 | 0.14815 | -84.2103 | 39.7281
55470 | EPN802 | South Houston Green Power Site | TX | 48167 | TRE | Combined Cycle Gas | 172.5213 | 20.9341 | 0.0027257 | 91.3996 | 0.011901 | 10.9282 | 0.0027257 | 47.8539 | 0.011936 | -94.9328 | 29.3775
55088 | GTP1 | Dearborn Industrial Generation | MI | 26163 | MISE | Simple Cycle Gas | 184.4445 | 1.752 | 0.00060002 | 91.3983 | 0.031301 | 1.9509 | 0.00060002 | 101.7662 | 0.031299 | -83.154 | 42.3026
2847 | 1 | Frank M Tait Station | OH | 39113 | PJMW | Simple Cycle Gas | 113.9526 | 0.58255 | 0.00095372 | 90.9816 | 0.14895 | 0.62806 | 0.00095372 | 98.4282 | 0.14946 | -84.2103 | 39.7281
55467 | CTGEN1 | Quachita Plant | LA | 22073 | MISS | Combined Cycle Gas | 278.9011 | 3.6323 | 0.00060003 | 90.6278 | 0.014971 | 1.8743 | 0.00060003 | 46.7812 | 0.014976 | -92.0697 | 32.7056
55350 | 1B | Dresden Energy Facility | OH | 39119 | PJMW | Combined Cycle Gas | 350.5393 | 4.4572 | 0.00060003 | 90.5228 | 0.012186 | 4.0076 | 0.00060003 | 81.3937 | 0.012186 | -82.045 | 40.0917
1248 | CT-2 | Hutchinson Energy Center | KS | 20155 | SPPC | Simple Cycle Gas | 32.7284 | 14.2817 | 0.13187 | 90.0512 | 0.83147 | 14.9031 | 0.13187 | 92.4555 | 0.81807 | -97.8724 | 38.0915
60356 | 2 | South Field Energy, LLC | OH | 39029 | PJMW | Combined Cycle Gas | 618.019 | 8.3266 | 0.00060001 | 90.0029 | 0.0064856 | 7.4756 | 0.00060001 | 80.8075 | 0.0064859 | -80.6793 | 40.6355
50006 | 008001 | Linden Cogeneration Facility | NJ | 34039 | NYCW | Combined Cycle Gas | 196.7681 | 2.4727 | 0.00060005 | 89.9077 | 0.021818 | 1.3954 | 0.00060005 | 50.7345 | 0.021817 | -74.2156 | 40.6322
1571 | 3 | Chalk Point | MD | 24033 | PJME | Boiler Gas | 634.1669 | 3.2207 | 0.0034787 | 89.778 | 0.096971 | 3.3902 | 0.0034787 | 94.4967 | 0.096964 | -76.6861 | 38.5444
55470 | EPN803 | South Houston Green Power Site | TX | 48167 | TRE | Combined Cycle Gas | 87.8159 | 25.465 | 0.0029664 | 89.5684 | 0.010434 | 13.2936 | 0.0029664 | 46.7334 | 0.010428 | -94.9328 | 29.3775
55248 | CT7 | Tait Electric Generating Station | OH | 39113 | PJMW | Simple Cycle Gas | 96.4396 | 8.6207 | 0.0084125 | 89.5284 | 0.087366 | 9.404 | 0.0084125 | 97.5934 | 0.087303 | -84.2106 | 39.7286
3469 | THW51 | T H Wharton | TX | 48201 | TRE | Simple Cycle Gas | 55.6753 | 0 | 0 | 89.4466 | 0.18766 | 0 | 0 | 88.6695 | 0.18765 | -95.5333 | 29.9414
50006 | 009001 | Linden Cogeneration Facility | NJ | 34039 | NYCW | Combined Cycle Gas | 196.4484 | 2.4032 | 0.00060216 | 89.3218 | 0.022381 | 1.3562 | 0.00060216 | 50.4026 | 0.022379 | -74.2156 | 40.6322
55042 | BE1 | Bridgeport Energy | CT | 09001 | ISNE | Combined Cycle Gas | 274.1938 | 2.7191 | 0.00060003 | 89.2481 | 0.019694 | 1.0744 | 0.00060003 | 35.2648 | 0.019695 | -73.1844 | 41.1692
55183 | 1 | Nelson Energy Center | IL | 17103 | PJMC | Combined Cycle Gas | 366.4598 | 3.0912 | 0.00060003 | 89.1139 | 0.017297 | 1.4189 | 0.00060003 | 40.903 | 0.017297 | -89.6067 | 41.7749
55401 | CT-1 | Rolling Hills Generating LLC | OH | 39163 | PJMW | Simple Cycle Gas | 202.083 | 1.536 | 0.00060002 | 88.9663 | 0.034752 | 1.664 | 0.00060002 | 96.3815 | 0.034754 | -82.3328 | 39.0839
50625 | 61STK2 | ExxonMobil Beaumont Refinery | TX | 48245 | CONUS | Industrial | 382.8636 | 4.1403 | 0.00059181 | 88.9441 | 0.012714 | 4.1403 | 0.00059181 | 88.9572 | 0.012716 | -94.0703 | 30.0639
10633 | 1 | Hopewell Cogeneration Facility | VA | 51670 | PJMD | Combined Cycle Gas | 133.7329 | 0.86187 | 0.0011516 | 88.8955 | 0.11878 | 0.62564 | 0.0011516 | 64.6938 | 0.11908 | -77.2811 | 37.2914
10671 | 2A | River Valley | OK | 40079 | SPPS | Coal | 62.5035 | 44.8571 | 0.11491 | 88.8006 | 0.22748 | 14.5298 | 0.11491 | 28.7178 | 0.22712 | -94.6701 | 35.1706
2500 | 30 | Ravenswood Generating Station | NY | 36081 | NYCW | Oil | 871.5203 | 6.4215 | 0.0061597 | 88.5712 | 0.084961 | 0.18062 | 0.0061597 | 2.5036 | 0.085378 | -73.9451 | 40.7585
50006 | 005001 | Linden Cogeneration Facility | NJ | 34039 | NYCW | Combined Cycle Gas | 196.0047 | 2.3557 | 0.00060187 | 88.5148 | 0.022615 | 1.3294 | 0.00060187 | 49.9471 | 0.022613 | -74.2156 | 40.6322
9 | CTG-1 | Copper Station | TX | 48141 | SRSG | Simple Cycle Gas | 48.1792 | 0 | 0 | 88.2928 | 0.20728 | 0 | 0 | 92.8842 | 0.207 | -106.375 | 31.7569
55116 | CT4 | Rockingham County Combustion Turbine | NC | 37157 | SRCA | Simple Cycle Gas | 179.8398 | 1.1036 | 0.00059895 | 88.0304 | 0.047776 | 1.1545 | 0.00059895 | 92.0703 | 0.047763 | -79.8297 | 36.3297
1702 | 3 | Dan E Karn | MI | 26017 | MISE | Boiler Gas | 408.0583 | 12.3671 | 0.01648 | 87.9602 | 0.11721 | 5.4049 | 0.01648 | 38.2675 | 0.11668 | -83.8431 | 43.6425
3452 | 2 | Lake Hubbard | TX | 48113 | TRE | Boiler Gas | 502.7381 | 1.9977 | 0.00091103 | 87.8463 | 0.040062 | 2.1613 | 0.00091103 | 96.0156 | 0.040472 | -96.5464 | 32.8364
3264 | 12 | W S Lee | SC | 45007 | SRCA | Combined Cycle Gas | 409.6925 | 5.6463 | 0.00060002 | 87.8348 | 0.0093341 | 1.2365 | 0.00060002 | 19.2356 | 0.009334 | -82.435 | 34.6022
992 | 12 | C. C. Perry K Steam Plant | IN | 18097 | CONUS | Institutional | 23.6721 | 0 | 0 | 87.7751 | 0.12035 | 0 | 0 | 87.8205 | 0.12054 | -86.1667 | 39.7622
55230 | CT-1 | Jack County Generation Facility | TX | 48237 | TRE | Combined Cycle Gas | 411.1691 | 2.9304 | 0.00060003 | 87.6269 | 0.017943 | 1.5296 | 0.00060003 | 45.6861 | 0.017921 | -97.9574 | 33.101
2790 | B2 | R M Heskett | ND | 38059 | MISW | Coal | 79.9267 | 154.6341 | 0.64474 | 87.5233 | 0.36492 | 0 |  | 0 |  | -100.8839 | 46.8669
2847 | 3 | Frank M Tait Station | OH | 39113 | PJMW | Simple Cycle Gas | 118.2667 | 1.8601 | 0.0016643 | 87.4362 | 0.078228 | 2.0464 | 0.0016643 | 96.3718 | 0.078376 | -84.2103 | 39.7281
55063 | 2 | Batesville Generation Facility | MS | 28107 | SRCE | Combined Cycle Gas | 289.9564 | 2.0616 | 0.00060002 | 87.3668 | 0.025428 | 0.5382 | 0.00060002 | 22.813 | 0.025434 | -89.9272 | 34.3345
688 | 2A | Arvah B Hopkins | FL | 12073 | FRCC | Combined Cycle Gas | 369.6455 | 3.2082 | 0.00060011 | 87.1329 | 0.016299 | 1.741 | 0.00060011 | 47.2727 | 0.016295 | -84.4 | 30.4522
50006 | 006001 | Linden Cogeneration Facility | NJ | 34039 | NYCW | Combined Cycle Gas | 195.3455 | 2.36 | 0.00060149 | 87.0261 | 0.02218 | 1.3318 | 0.00060149 | 49.1077 | 0.022178 | -74.2156 | 40.6322
1248 | CT-3 | Hutchinson Energy Center | KS | 20155 | SPPC | Simple Cycle Gas | 30.7819 | 13.2966 | 0.12632 | 86.9352 | 0.82592 | 13.6322 | 0.12632 | 87.4465 | 0.81033 | -97.8724 | 38.0915
6043 | HRSG4B | Martin | FL | 12085 | FRCC | Combined Cycle Gas | 269.7921 | 1.7933 | 0.00060004 | 86.8763 | 0.029069 | 0.9843 | 0.00060004 | 47.6321 | 0.029037 | -80.5628 | 27.0536
2503 | BLR114 | 59th Street | NY | 36061 | CONUS | Institutional | 55.3754 | 0 | 0 | 86.8575 | 0.12201 | 0 | 0 | 86.88 | 0.12202 | -73.9911 | 40.7711
55350 | 1A | Dresden Energy Facility | OH | 39119 | PJMW | Combined Cycle Gas | 352.0915 | 4.4082 | 0.00060003 | 86.8263 | 0.011819 | 3.9636 | 0.00060003 | 78.0683 | 0.011818 | -82.045 | 40.0917
3453 | 6 | Mountain Creek Generating Station | TX | 48113 | TRE | Boiler Gas | 132.7028 | 0.37943 | 0.00060001 | 86.6217 | 0.13698 | 0.42541 | 0.00060001 | 97.5387 | 0.13757 | -96.9361 | 32.7253
55733 | CT01 | Bennett Mountain Power Project | ID | 16039 | BASN | Simple Cycle Gas | 175.5019 | 0.80611 | 0.00060003 | 86.2919 | 0.064231 | 0.89836 | 0.00060003 | 95.8805 | 0.06404 | -115.6252 | 43.1747
55694 | AA-002 | Ackerman Combined Cycle Plant | MS | 28019 | SRCE | Combined Cycle Gas | 402.9799 | 4.3611 | 0.00060002 | 86.0692 | 0.011842 | 1.1383 | 0.00060002 | 22.4672 | 0.011843 | -89.2039 | 33.3806
58427 | 200 | Lansing BWL REO Town Plant | MI | 26065 | MISE | Combined Cycle Gas | 43.7115 | 0.76407 | 0.00060015 | 85.7495 | 0.067352 | 0.17021 | 0.00060015 | 18.8618 | 0.066506 | -84.551 | 42.72
710 | 5B | Jack McDonough | GA | 13067 | SRSE | Combined Cycle Gas | 521.6986 | 6.3519 | 0.00060002 | 85.6592 | 0.0080916 | 2.9783 | 0.00060002 | 31.18 | 0.0062817 | -84.475 | 33.8244
55015 | 1 | Sweeny Cogeneration Facility | TX | 48039 | TRE | Simple Cycle Gas | 145.7363 | 3.7429 | 0.00056105 | 85.4889 | 0.012815 | 3.3118 | 0.00056105 | 75.43 | 0.012779 | -95.745 | 29.0728
2290 | 1 | Jones Street | NE | 31055 | SPPN | Oil | 21.0824 | 3.5935 | 0.050444 | 85.4844 | 1.2 | 1.8151 | 0.050444 | 43.1782 | 1.2 | -95.9235 | 41.2517
7872 | 2 | Robert P Mone | OH | 39161 | PJMW | Simple Cycle Gas | 180.0802 | 0.79125 | 0.00079595 | 85.2439 | 0.08575 | 0.85172 | 0.00079595 | 91.8352 | 0.085822 | -84.7392 | 40.9297
6043 | HRSG3B | Martin | FL | 12085 | FRCC | Combined Cycle Gas | 263.0444 | 1.9496 | 0.00060003 | 84.5918 | 0.026035 | 1.0685 | 0.00060003 | 46.2673 | 0.025981 | -80.5628 | 27.0536
7805 | 1 | Richmond County Plant | NC | 37153 | SRCA | Simple Cycle Gas | 188.0853 | 1.966 | 0.00080373 | 84.4397 | 0.034521 | 2.1102 | 0.00080373 | 90.6879 | 0.034542 | -79.7402 | 34.8388
55502 | 1 | Lawrenceburg Energy Facility | IN | 18029 | PJMW | Combined Cycle Gas | 312.5299 | 4.6857 | 0.00060003 | 84.4082 | 0.010809 | 4.2265 | 0.00060003 | 76.1351 | 0.010809 | -84.8667 | 39.0913
58503 | CTEU1 | Carty Generating Station | OR | 41049 | NWPP | Combined Cycle Gas | 512.1382 | 6.657 | 0.00060002 | 84.2784 | 0.0075963 | 6.2839 | 0.00060002 | 79.5535 | 0.0075962 | -119.8131 | 45.699
50481 | 253-28 | Eastman Chemical Company | TN | 47163 | CONUS | Industrial | 46.1954 | 0 | 0 | 84.2434 | 0.077411 | 0.6399 | 0.000588 | 108.8265 | 0.1 | -82.535 | 36.5192
1403 | 6B | Ninemile Point | LA | 22051 | MISS | Combined Cycle Gas | 305.1753 | 4.0961 | 0.00060067 | 84.2016 | 0.012348 | 2.1136 | 0.00060067 | 43.4483 | 0.012348 | -90.1458 | 29.9472
60356 | 1 | South Field Energy, LLC | OH | 39029 | PJMW | Combined Cycle Gas | 622.1773 | 8.4372 | 0.00060001 | 83.6107 | 0.005946 | 7.5632 | 0.00060001 | 74.9483 | 0.0059459 | -80.6793 | 40.6355
6223 | 1 | Empire District Elec Co Energy Ctr | MO | 29097 | SPPC | Simple Cycle Gas | 84.081 | 0.55237 | 0.0010483 | 83.585 | 0.15863 | 0.60003 | 0.0010483 | 90.8782 | 0.15877 | -94.1041 | 37.1385
55714 | SN-01 | Magnet Cove Generating Station | AR | 05059 | MISS | Combined Cycle Gas | 443.2043 | 3.8154 | 0.00060002 | 83.3212 | 0.013103 | 1.9687 | 0.00060002 | 42.9908 | 0.013103 | -92.8333 | 34.4304
55270 | LM4 | Jackson Generating Station | MI | 26075 | MISE | Combined Cycle Gas | 75.4187 | 0.66845 | 0.00060011 | 83.2293 | 0.07472 | 0.18985 | 0.00060011 | 23.6073 | 0.074623 | -84.3767 | 42.2488
55451 | CTG-3 | Magnolia Combined Cycle Plant | MS | 28009 | SRCE | Combined Cycle Gas | 367.1955 | 4.2107 | 0.00060002 | 83.0763 | 0.011838 | 1.099 | 0.00060002 | 21.6831 | 0.011838 | -89.2017 | 34.8358
55116 | CT1 | Rockingham County Combustion Turbine | NC | 37157 | SRCA | Simple Cycle Gas | 178.5156 | 0.97225 | 0.00058707 | 82.9972 | 0.050116 | 1.0204 | 0.00058707 | 87.1006 | 0.050113 | -79.8297 | 36.3297
55042 | BE2 | Bridgeport Energy | CT | 09001 | ISNE | Combined Cycle Gas | 273.5504 | 2.6941 | 0.00060004 | 82.8695 | 0.018457 | 1.0644 | 0.00060004 | 32.7712 | 0.018475 | -73.1844 | 41.1692
6071 | 10 | Trimble County | KY | 21223 | SRCE | Simple Cycle Gas | 186.3466 | 1.4941 | 0.00060003 | 82.7882 | 0.033247 | 1.6361 | 0.00060003 | 90.6123 | 0.033231 | -85.4117 | 38.5847
7698 | CC1 | SABIC Innovative Plastics - Burkville | AL | 01085 | CONUS | Industrial | 199.0726 | 1.6402 | 0.00060007 | 82.3798 | 0.030139 | 1.6402 | 0.00060007 | 82.3795 | 0.030139 | -86.5242 | 32.3102
55270 | LM5 | Jackson Generating Station | MI | 26075 | MISE | Combined Cycle Gas | 75.9501 | 0.64481 | 0.00060011 | 82.3556 | 0.076647 | 0.18412 | 0.00060011 | 23.4555 | 0.076448 | -84.3767 | 42.2488
52193 | DCPP4 | Delaware City Refinery | DE | 10003 | CONUS | Industrial | 57.4105 | 9.9623 | 0.006383 | 82.326 | 0.052748 | 9.9629 | 0.006383 | 82.3087 | 0.052733 | -75.6337 | 39.5936
1248 | CT-4 | Hutchinson Energy Center | KS | 20155 | SPPC | Oil | 13.8511 | 34.2825 | 0.50001 | 82.2763 | 1.2 | 0 |  | 0 |  | -97.8724 | 38.0915
203 | 01 | McClellan | AR | 05103 | MISS | Boiler Gas | 96.8381 | 83.3978 | 0.3212 | 82.2438 | 0.31676 | 113.9392 | 0.3212 | 112.1775 | 0.31624 | -92.7917 | 33.5648
50707 | S001 | J M Shafer | CO | 08123 | RMRG | Combined Cycle Gas | 62.5722 | 0.50641 | 0.00060018 | 82.241 | 0.097469 | 0.24918 | 0.00060018 | 40.4651 | 0.097466 | -104.7745 | 40.0979
710 | 4B | Jack McDonough | GA | 13067 | SRSE | Combined Cycle Gas | 537.5923 | 6.4995 | 0.00060002 | 82.1606 | 0.0075849 | 3.0467 | 0.00060002 | 31.752 | 0.0062534 | -84.475 | 33.8244
2098 | GT5 | Lake Road | MO | 29021 | SPPC | Simple Cycle Gas | 40.0276 | 0.26683 | 0.0012518 | 82.0854 | 0.38508 | 0.26945 | 0.0012518 | 83.3954 | 0.38743 | -94.8773 | 39.7246
64854 | CT2 | Tate & Lyle Lafayette South | IN | 18157 | CONUS | Industrial | 69.2537 | 0 | 0 | 81.9782 | 0.078198 | 0 | 0 | 81.7941 | 0.07802 | -86.8437 | 40.3763
7872 | 3 | Robert P Mone | OH | 39161 | PJMW | Simple Cycle Gas | 184.1475 | 0.76825 | 0.00082017 | 81.9077 | 0.087443 | 0.82738 | 0.00082017 | 88.2276 | 0.087459 | -84.7392 | 40.9297
55187 | CHV4 | Channelview Cogeneration Facility | TX | 48201 | TRE | Combined Cycle Gas | 390.6546 | 4.6698 | 0.00060003 | 81.8108 | 0.010512 | 2.4377 | 0.00060003 | 42.7073 | 0.010512 | -95.1242 | 29.8356
55694 | AA-001 | Ackerman Combined Cycle Plant | MS | 28019 | SRCE | Combined Cycle Gas | 399.0358 | 4.6273 | 0.00060002 | 81.0063 | 0.010504 | 1.2077 | 0.00060002 | 21.1444 | 0.010505 | -89.2039 | 33.3806
55270 | LM6 | Jackson Generating Station | MI | 26075 | MISE | Combined Cycle Gas | 76.6779 | 0.65504 | 0.00060011 | 80.918 | 0.074133 | 0.18558 | 0.00060011 | 22.9137 | 0.074097 | -84.3767 | 42.2488
710 | 4A | Jack McDonough | GA | 13067 | SRSE | Combined Cycle Gas | 531.272 | 6.4251 | 0.00060002 | 80.8836 | 0.0075535 | 3.0117 | 0.00060002 | 31.1958 | 0.0062151 | -84.475 | 33.8244
594 | 4 | Indian River | DE | 10005 | PJME | Coal | 492.284 | 388.1931 | 0.46925 | 80.7173 | 0.097571 | 287.5768 | 0.46925 | 59.8068 | 0.097589 | -75.2341 | 38.5857
50815 | ENG101 | Odyssey Energy Altura Cogen, LLC | TX | 48201 | TRE | Combined Cycle Gas | 104.4369 | 2.0554 | 0.00060006 | 80.4783 | 0.023495 | 1.073 | 0.00060006 | 42.0189 | 0.023499 | -95.0177 | 29.8161
63259 | DEPC3 | Delta Energy Park | MI | 26045 | MISE | Combined Cycle Gas | 88.03 | 0.69278 | 0.00060011 | 80.4716 | 0.069706 | 0.16954 | 0.00060011 | 16.4555 | 0.058247 | -84.6578 | 42.6906
55270 | LM1 | Jackson Generating Station | MI | 26075 | MISE | Combined Cycle Gas | 78.4376 | 0.63337 | 0.00060011 | 80.2396 | 0.076026 | 0.18215 | 0.00060011 | 23.032 | 0.07588 | -84.3767 | 42.2488
710 | 5A | Jack McDonough | GA | 13067 | SRSE | Combined Cycle Gas | 528.7048 | 5.9107 | 0.00060002 | 80.0549 | 0.0081268 | 2.7717 | 0.00060002 | 28.6123 | 0.006194 | -84.475 | 33.8244
57037 | AB-001 | David M Ratcliffe | MS | 28069 | SRSE | Combined Cycle Gas | 444.8236 | 4.3331 | 0.00060003 | 79.9976 | 0.011078 | 2.0323 | 0.00060003 | 37.498 | 0.011071 | -88.7575 | 32.654
10298 | CG802 | Air Liquide Bayport Complex | TX | 48201 | TRE | Combined Cycle Gas | 87.4829 | 0 | 0 | 79.8188 | 0.019231 | 0 | 0 | 41.6458 | 0.019221 | -95.0458 | 29.6225
1403 | 6A | Ninemile Point | LA | 22051 | MISS | Combined Cycle Gas | 305.3585 | 4.0052 | 0.00060094 | 79.6883 | 0.011956 | 2.0667 | 0.00060094 | 41.1191 | 0.011956 | -90.1458 | 29.9472
7350 | CTG2 | Coyote Springs | OR | 41049 | NWPP | Combined Cycle Gas | 317.5486 | 3.8517 | 0.00060003 | 79.5916 | 0.012399 | 3.6359 | 0.00060003 | 75.1351 | 0.012399 | -119.6744 | 45.8486
55270 | LM2 | Jackson Generating Station | MI | 26075 | MISE | Combined Cycle Gas | 78.4766 | 0.62003 | 0.00060012 | 79.5456 | 0.076991 | 0.17737 | 0.00060012 | 22.7186 | 0.076866 | -84.3767 | 42.2488
55299 | CTG1 | Channel Energy Center | TX | 48201 | TRE | Combined Cycle Gas | 413.7668 | 2.2683 | 0.00033143 | 79.533 | 0.011621 | 1.1841 | 0.00033143 | 41.4979 | 0.011616 | -95.2319 | 29.7189
50006 | 007001 | Linden Cogeneration Facility | NJ | 34039 | NYCW | Combined Cycle Gas | 198.4875 | 2.0892 | 0.00060311 | 79.2977 | 0.022892 | 1.1794 | 0.00060311 | 44.7719 | 0.022896 | -74.2156 | 40.6322
55183 | 2 | Nelson Energy Center | IL | 17103 | PJMC | Combined Cycle Gas | 365.9607 | 2.6292 | 0.00060003 | 79.0617 | 0.018043 | 1.2068 | 0.00060003 | 36.2842 | 0.018041 | -89.6067 | 41.7749
55664 | GT-1 | Harrison County Power Project | TX | 48203 | SPPS | Combined Cycle Gas | 311.8776 | 2.9797 | 0.00060003 | 78.9451 | 0.015898 | 0.30711 | 0.00060003 | 8.1364 | 0.015897 | -94.4361 | 32.3958
2953 | T11 | Mustang | OK | 40017 | SPPS | Simple Cycle Gas | 58.5 | 0.58378 | 0.00060011 | 78.7557 | 0.080958 | 0.66839 | 0.00060011 | 90.1941 | 0.08098 | -97.6733 | 35.4711
55029 | B01 | Depere Energy Center | WI | 55009 | MISW | Simple Cycle Gas | 202.5921 | 0.56251 | 0.00061541 | 78.6954 | 0.086096 | 0.61092 | 0.00061541 | 85.4692 | 0.086097 | -88.0731 | 44.4489
50729 | CLBLR1 | US Steel (Clairton Coke) | PA | 42003 | CONUS | EGU-Other | 52.2858 | 0 | 0 | 78.5938 | 0.14163 | 0 | 0 | 83.1542 | 0.14163 | -79.8819 | 40.3097
7872 | 1 | Robert P Mone | OH | 39161 | PJMW | Simple Cycle Gas | 184.8834 | 0.64225 | 0.00062144 | 78.452 | 0.07591 | 0.69101 | 0.00062144 | 84.4076 | 0.07591 | -84.7392 | 40.9297
50481 | 253-25 | Eastman Chemical Company | TN | 47163 | CONUS | Industrial | 46.19 | 0 | 0 | 78.418 | 0.080929 | 0.57043 | 0.000588 | 78.5109 | 0.080929 | -82.535 | 36.5192
1417 | 4 | Lieberman Power Plant | LA | 22017 | SPPS | Boiler Gas | 103.7445 | 0.23551 | 0.00060011 | 78.2767 | 0.19946 | 0.30833 | 0.00060011 | 102.7382 | 0.19996 | -93.9597 | 32.7047
7805 | 6 | Richmond County Plant | NC | 37153 | SRCA | Simple Cycle Gas | 182.8665 | 1.3417 | 0.00059149 | 78.2025 | 0.034476 | 1.4244 | 0.00059149 | 83.0556 | 0.03449 | -79.7402 | 34.8388
2161 | **GT1 | James River | MO | 29077 | SPPC | Simple Cycle Gas | 77.799 | 0.56332 | 0.0010986 | 78.1883 | 0.15249 | 0.62883 | 0.0010986 | 87.3022 | 0.15253 | -93.2592 | 37.1086
55270 | LM3 | Jackson Generating Station | MI | 26075 | MISE | Combined Cycle Gas | 77.6738 | 0.61967 | 0.00060012 | 78.1267 | 0.075662 | 0.17922 | 0.00060012 | 22.5466 | 0.075498 | -84.3767 | 42.2488
57037 | AB-002 | David M Ratcliffe | MS | 28069 | SRSE | Combined Cycle Gas | 441.8282 | 4.4942 | 0.00060003 | 77.529 | 0.010351 | 2.1071 | 0.00060003 | 36.3331 | 0.010346 | -88.7575 | 32.654
55467 | CTGEN2 | Quachita Plant | LA | 22073 | MISS | Combined Cycle Gas | 274.3631 | 3.0438 | 0.00060003 | 77.471 | 0.015272 | 1.5707 | 0.00060003 | 39.9863 | 0.015275 | -92.0697 | 32.7056
7846 | 2 | Brandy Branch | FL | 12031 | FRCC | Combined Cycle Gas | 213.8919 | 4.8453 | 0.00060003 | 77.2927 | 0.0095717 | 2.622 | 0.00060003 | 41.8403 | 0.009575 | -81.9486 | 30.3206
55358 | CT3 | Cottonwood Energy Project | TX | 48351 | MISS | Combined Cycle Gas | 347.6937 | 3.8206 | 0.00059832 | 77.2596 | 0.012099 | 1.9715 | 0.00059832 | 39.8789 | 0.012103 | -93.7353 | 30.2588
2953 | T12 | Mustang | OK | 40017 | SPPS | Simple Cycle Gas | 58.0076 | 0.57128 | 0.00060011 | 77.2181 | 0.081115 | 0.61533 | 0.00060011 | 83.1791 | 0.081122 | -97.6733 | 35.4711
710 | 6A | Jack McDonough | GA | 13067 | SRSE | Combined Cycle Gas | 531.1051 | 6.0265 | 0.00060002 | 77.0539 | 0.0076718 | 2.8261 | 0.00060002 | 29.1912 | 0.0061977 | -84.475 | 33.8244
3148 | 3 | Martins Creek, LLC | PA | 42095 | PJME | Oil | 806.5321 | 18.1682 | 0.020841 | 76.9822 | 0.088306 | 2.3571 | 0.020841 | 9.9743 | 0.088191 | -75.107 | 40.796
55664 | GT-2 | Harrison County Power Project | TX | 48203 | SPPS | Combined Cycle Gas | 326.2055 | 3.0036 | 0.00060003 | 76.9735 | 0.015377 | 0.30957 | 0.00060003 | 7.9334 | 0.015377 | -94.4361 | 32.3958
55357 | CTG1 | Brazos Valley Energy, LP | TX | 48157 | MISS | Combined Cycle Gas | 314.9111 | 3.8458 | 0.00060003 | 76.5344 | 0.011941 | 1.9844 | 0.00060003 | 39.4788 | 0.011937 | -95.6244 | 29.4731
55503 | 3 | Waterford Plant | OH | 39167 | PJMW | Combined Cycle Gas | 328.4687 | 4.6125 | 0.00060003 | 76.3987 | 0.0099385 | 4.1598 | 0.00060003 | 68.9008 | 0.0099385 | -81.7171 | 39.5335
3138 | 4 | New Castle | PA | 42073 | PJMW | Boiler Gas | 109.0101 | 0.64411 | 0.00060008 | 76.2857 | 0.071071 | 0.70722 | 0.00060008 | 83.7604 | 0.071071 | -80.3681 | 40.9378
7153 | 2 | Hay Road | DE | 10003 | PJME | Combined Cycle Gas | 214.0714 | 0 | 0 | 76.2463 | 0.064626 | 0 | 0 | 60.7694 | 0.063533 | -75.5072 | 39.7436
60926 | 1A | St. Charles Power Station | LA | 22089 | MISS | Combined Cycle Gas | 516.8914 | 5.8235 | 0.00060002 | 76.2001 | 0.0078511 | 3.005 | 0.00060002 | 39.3104 | 0.0078492 | -90.4617 | 30.0051
55170 | 0002 | Granite Ridge Energy | NH | 33015 | ISNE | Combined Cycle Gas | 267.7919 | 3.9112 | 0.00060002 | 76.1987 | 0.01169 | 1.5455 | 0.00060002 | 30.0937 | 0.011684 | -71.4251 | 42.9043
55470 | EPN801 | South Houston Green Power Site | TX | 48167 | TRE | Combined Cycle Gas | 61.3295 | 17.3369 | 0.0024189 | 76.1481 | 0.010624 | 9.0504 | 0.0024189 | 39.7766 | 0.010631 | -94.9328 | 29.3775
710 | 6B | Jack McDonough | GA | 13067 | SRSE | Combined Cycle Gas | 526.8903 | 5.9744 | 0.00060002 | 76.0977 | 0.0076426 | 2.8017 | 0.00060002 | 29.5522 | 0.006329 | -84.475 | 33.8244
4042 | 4 | Valley (WEPCO) | WI | 55079 | MISW | Boiler Gas | 66.1505 | 0.70902 | 0.0006011 | 75.8994 | 0.064346 | 0.00079687 | 0.0006011 | 0.083352 | 0.062875 | -87.9233 | 43.0303
55187 | CHV3 | Channelview Cogeneration Facility | TX | 48201 | TRE | Combined Cycle Gas | 387.3775 | 4.2704 | 0.00060003 | 75.6568 | 0.01063 | 2.2292 | 0.00060003 | 39.4945 | 0.010631 | -95.1242 | 29.8356
3453 | 8 | Mountain Creek Generating Station | TX | 48113 | TRE | Boiler Gas | 555.2726 | 1.4267 | 0.00060001 | 75.6529 | 0.031816 | 1.6286 | 0.00060001 | 86.2327 | 0.03177 | -96.9361 | 32.7253
2720 | 11C | Buck | NC | 37159 | SRCA | Combined Cycle Gas | 378.9324 | 5.1996 | 0.00060002 | 75.2792 | 0.008687 | 1.1387 | 0.00060002 | 16.4862 | 0.0086869 | -80.3773 | 35.7136
1295 | CT2 | Quindaro | KS | 20209 | SPPC | Oil | 21.3473 | 0.0898 | 0.0014329 | 75.2044 | 1.2 | 0 |  | 0 |  | -94.6398 | 39.1495
55187 | CHV2 | Channelview Cogeneration Facility | TX | 48201 | TRE | Combined Cycle Gas | 391.6003 | 4.1988 | 0.00060003 | 75.0179 | 0.01072 | 2.1918 | 0.00060003 | 39.1637 | 0.010721 | -95.1242 | 29.8356
880079 | 37 | Tate & Lyle-Loudon | TN | 47105 | CONUS | Industrial | 35.9517 | 0 | 0 | 75.0054 | 0.051713 | 0 | 0 | 74.7919 | 0.051566 | -84.3208 | 35.7433
55349 | 2 | Pleasants Energy, LLC | WV | 54073 | PJMW | Simple Cycle Gas | 192.856 | 1.5179 | 0.00060651 | 74.9516 | 0.029949 | 2.0651 | 0.00060651 | 102.7647 | 0.030181 | -81.3639 | 39.3328
55270 | 7EA | Jackson Generating Station | MI | 26075 | MISE | Combined Cycle Gas | 164.331 | 1.7932 | 0.00060005 | 74.8031 | 0.025032 | 0.44908 | 0.00060005 | 18.5423 | 0.024776 | -84.3767 | 42.2488
55467 | CTGEN3 | Quachita Plant | LA | 22073 | MISS | Combined Cycle Gas | 276.1903 | 3.1103 | 0.00060003 | 74.7714 | 0.014424 | 1.605 | 0.00060003 | 38.5897 | 0.014427 | -92.0697 | 32.7056
55172 | GT-2 | Bosque County Power Plant | TX | 48035 | TRE | Combined Cycle Gas | 312.371 | 3.4337 | 0.00060003 | 74.7244 | 0.013058 | 1.7924 | 0.00060003 | 38.9851 | 0.013051 | -97.3586 | 31.8594
54761 | 1 | Hermiston | OR | 41059 | NWPP | Combined Cycle Gas | 276.2564 | 3.1365 | 0.00060002 | 74.6965 | 0.01429 | 2.9608 | 0.00060002 | 70.5193 | 0.014291 | -119.37 | 45.8042
7805 | 3 | Richmond County Plant | NC | 37153 | SRCA | Simple Cycle Gas | 177.9864 | 1.4007 | 0.00069138 | 74.6745 | 0.036859 | 1.4798 | 0.00069138 | 78.901 | 0.036863 | -79.7402 | 34.8388
55357 | CTG2 | Brazos Valley Energy, LP | TX | 48157 | MISS | Combined Cycle Gas | 318.1168 | 3.629 | 0.00060003 | 74.6461 | 0.012342 | 1.8726 | 0.00060003 | 38.5235 | 0.012344 | -95.6244 | 29.4731
55380 | CTG-8 | Union Power Station | AR | 05139 | MISS | Combined Cycle Gas | 327.9821 | 3.7945 | 0.00060003 | 74.5846 | 0.011794 | 1.958 | 0.00060003 | 38.4894 | 0.011795 | -92.5933 | 33.2961
533 | **4 | McWilliams | AL | 01039 | SRSE | Combined Cycle Gas | 127.2225 | 1.0186 | 0.00060657 | 74.5225 | 0.044377 | 0.47879 | 0.00060657 | 35.0655 | 0.044424 | -86.4767 | 31.4001
7605 | 1 | River Road | WA | 53011 | NWPP | Combined Cycle Gas | 270.2939 | 3.2019 | 0.0005285 | 74.4028 | 0.012281 | 3.0225 | 0.0005285 | 70.1083 | 0.012259 | -122.7231 | 45.65
54426 | 1 | Mulberry Cogeneration Facility | FL | 12105 | FRCC | Combined Cycle Gas | 136.5501 | 0.95425 | 0.0006 | 74.3755 | 0.046765 | 0.52315 | 0.0006 | 40.7589 | 0.046746 | -81.8775 | 27.8489
55503 | 2 | Waterford Plant | OH | 39167 | PJMW | Combined Cycle Gas | 330.1203 | 4.7502 | 0.00060003 | 74.2493 | 0.0093789 | 4.2847 | 0.00060003 | 66.9737 | 0.009379 | -81.7171 | 39.5335
55451 | CTG-1 | Magnolia Combined Cycle Plant | MS | 28009 | SRCE | Combined Cycle Gas | 375.0469 | 3.745 | 0.00060003 | 74.2045 | 0.011889 | 0.97747 | 0.00060003 | 19.3679 | 0.011889 | -89.2017 | 34.8358
50296 | 017 | Packaging Corporation of America | TN | 47071 | CONUS | EGU-Other | 26.3049 | 0 | 0 | 74.1984 | 0.1989 | 0 | 0 | 78.1521 | 0.1989 | -88.2652 | 35.0442
2720 | 12C | Buck | NC | 37159 | SRCA | Combined Cycle Gas | 382.5942 | 5.0965 | 0.00060002 | 74.1155 | 0.0087258 | 1.1161 | 0.00060002 | 16.2317 | 0.0087259 | -80.3773 | 35.7136
55131 | GTG-3 | Kendall Energy Facility | IL | 17093 | PJMC | Combined Cycle Gas | 345.0759 | 2.8751 | 0.00060003 | 74.0734 | 0.015459 | 1.3197 | 0.00060003 | 33.9915 | 0.015455 | -88.2581 | 41.4797
58427 | 100 | Lansing BWL REO Town Plant | MI | 26065 | MISE | Combined Cycle Gas | 43.3821 | 0.78232 | 0.00060015 | 74.0632 | 0.056817 | 0.17289 | 0.00060015 | 16.0472 | 0.055705 | -84.551 | 42.72
2290 | 2 | Jones Street | NE | 31055 | SPPN | Oil | 29.6887 | 3.1129 | 0.050446 | 74.0508 | 1.2 | 1.5881 | 0.050446 | 37.7781 | 1.2 | -95.9235 | 41.2517
55154 | 2 | Lost Pines 1 | TX | 48021 | TRE | Combined Cycle Gas | 183.5469 | 2.3806 | 0.00060003 | 74.0506 | 0.018664 | 1.2427 | 0.00060003 | 38.6595 | 0.018667 | -97.27 | 30.1478
55401 | CT-3 | Rolling Hills Generating LLC | OH | 39163 | PJMW | Simple Cycle Gas | 200.0433 | 1.3509 | 0.00060002 | 73.8775 | 0.032813 | 1.4284 | 0.00060002 | 78.0892 | 0.032802 | -82.3328 | 39.0839
55131 | GTG-2 | Kendall Energy Facility | IL | 17093 | PJMC | Combined Cycle Gas | 346.0058 | 3.0292 | 0.00060004 | 73.7987 | 0.014618 | 1.3904 | 0.00060004 | 33.9107 | 0.014634 | -88.2581 | 41.4797
4939 | 1 | Barney M. Davis | TX | 48355 | TRE | Boiler Gas | 311.1099 | 0.41886 | 0.00060005 | 73.7975 | 0.10572 | 0.49499 | 0.00060005 | 87.2712 | 0.1058 | -97.3119 | 27.6067
2953 | T7 | Mustang | OK | 40017 | SPPS | Simple Cycle Gas | 58.0117 | 0.54385 | 0.00060011 | 73.7709 | 0.081402 | 0.5824 | 0.00060011 | 78.9937 | 0.081395 | -97.6733 | 35.4711
664 | CC1 | J R Kelly | FL | 12001 | FRCC | Combined Cycle Gas | 137.3377 | 1.7202 | 0.00060006 | 73.6654 | 0.025696 | 0.9348 | 0.00060006 | 40.0052 | 0.02568 | -82.3219 | 29.6467
60589 | CT-2 | CPV Fairview, LLC | PA | 42021 | PJME | Combined Cycle Gas | 593.6072 | 3.4251 | 0.00027727 | 73.6549 | 0.0059624 | 2.7786 | 0.00027727 | 59.7497 | 0.0059623 | -78.8561 | 40.4125
7846 | 3 | Brandy Branch | FL | 12031 | FRCC | Combined Cycle Gas | 211.6865 | 4.8835 | 0.00060002 | 73.5683 | 0.0090392 | 2.6425 | 0.00060002 | 39.8065 | 0.0090389 | -81.9486 | 30.3206
55210 | 0001 | Afton Generating Station | NM | 35013 | SRSG | Combined Cycle Gas | 224.5106 | 2.0257 | 0.00060004 | 73.526 | 0.02178 | 0.5843 | 0.00060004 | 20.8879 | 0.021451 | -106.848 | 32.1134
55397 | CT1 | Washington Power Company LLC | OH | 39167 | PJMW | Combined Cycle Gas | 356.7232 | 5.4807 | 0.00060002 | 73.4466 | 0.0080409 | 4.9414 | 0.00060002 | 66.249 | 0.0080444 | -81.6571 | 39.5798
55503 | 1 | Waterford Plant | OH | 39167 | PJMW | Combined Cycle Gas | 331.4696 | 4.6754 | 0.00060003 | 73.4304 | 0.0094237 | 4.2183 | 0.00060003 | 66.2524 | 0.0094241 | -81.7171 | 39.5335
55380 | CTG-5 | Union Power Station | AR | 05139 | MISS | Combined Cycle Gas | 295.5669 | 3.4374 | 0.00060003 | 73.3125 | 0.012798 | 1.7737 | 0.00060003 | 37.8299 | 0.012797 | -92.5933 | 33.2961
7153 | **3 | Hay Road | DE | 10003 | PJME | Combined Cycle Gas | 209.3432 | 0.75364 | 0.00060806 | 73.2365 | 0.059089 | 0.61099 | 0.00060806 | 58.9985 | 0.058715 | -75.5072 | 39.7436
55087 | CC3 | Zeeland Generating Station | MI | 26139 | MISE | Combined Cycle Gas | 307.5088 | 3.8845 | 0.00060003 | 73.2127 | 0.011309 | 0.97071 | 0.00060003 | 18.4019 | 0.011375 | -85.9988 | 42.82
55382 | CCCT4 | Thomas A. Smith Energy Facility | GA | 13213 | SRSE | Combined Cycle Gas | 348.3039 | 4.5476 | 0.00060003 | 73.1796 | 0.0096557 | 2.132 | 0.00060003 | 34.3299 | 0.0096617 | -84.9182 | 34.7094
50625 | 61STK3 | ExxonMobil Beaumont Refinery | TX | 48245 | CONUS | Industrial | 374.4047 | 3.4969 | 0.00057942 | 73.1667 | 0.012123 | 3.4969 | 0.00057942 | 73.1404 | 0.012119 | -94.0703 | 30.0639
55299 | CTG2 | Channel Energy Center | TX | 48201 | TRE | Combined Cycle Gas | 371.1282 | 1.586 | 0.00025138 | 72.845 | 0.011546 | 0.82794 | 0.00025138 | 38.0129 | 0.011542 | -95.2319 | 29.7189
55502 | 3 | Lawrenceburg Energy Facility | IN | 18029 | PJMW | Combined Cycle Gas | 311.9206 | 4.7415 | 0.00060003 | 72.8118 | 0.0092141 | 4.2717 | 0.00060003 | 65.5893 | 0.009213 | -84.8667 | 39.0913
55386 | CT-2 | Columbia Energy Center (SC) | SC | 45017 | SRCA | Combined Cycle Gas | 319.6086 | 3.8933 | 0.00060022 | 72.7779 | 0.01122 | 0.85265 | 0.00060022 | 15.9392 | 0.01122 | -81.0183 | 33.8692
55502 | 2 | Lawrenceburg Energy Facility | IN | 18029 | PJMW | Combined Cycle Gas | 315.2641 | 4.72 | 0.00060003 | 72.7113 | 0.0092434 | 4.2568 | 0.00060003 | 65.5702 | 0.0092425 | -84.8667 | 39.0913
60926 | 1B | St. Charles Power Station | LA | 22089 | MISS | Combined Cycle Gas | 520.1108 | 6.0123 | 0.00060002 | 72.7035 | 0.0072556 | 3.1024 | 0.00060002 | 37.5112 | 0.0072548 | -90.4617 | 30.0051
60345 | OCEC1A | Okeechobee Clean Energy Center | FL | 12093 | FRCC | Combined Cycle Gas | 545.419 | 6.2036 | 0.0006013 | 72.6667 | 0.0070435 | 3.3757 | 0.0006013 | 39.5398 | 0.0070431 | -80.7911 | 27.6342
50729 | CLBLR2 | US Steel (Clairton Coke) | PA | 42003 | CONUS | EGU-Other | 33.1071 | 0 | 0 | 72.6396 | 0.13141 | 0 | 0 | 76.9783 | 0.13141 | -79.8819 | 40.3097
61028 | CT1 | Hickory Run Energy Station | PA | 42073 | PJMW | Combined Cycle Gas | 512.5729 | 6.4491 | 0.00060002 | 72.5721 | 0.0067521 | 5.8249 | 0.00060002 | 65.5543 | 0.0067526 | -80.4282 | 40.9912
55179 | CTGEN1 | Rathdrum Power, LLC | ID | 16055 | NWPP | Combined Cycle Gas | 290.1624 | 3.5431 | 0.00060003 | 72.3816 | 0.012258 | 3.3446 | 0.00060003 | 68.3192 | 0.012257 | -116.9214 | 47.7861
8063 | CT4 | Decordova | TX | 48221 | TRE | Simple Cycle Gas | 85.4253 | 0 | 0 | 72.3756 | 0.70037 | 0 | 0 | 79.5317 | 0.69977 | -97.6986 | 32.4033
55380 | CTG-7 | Union Power Station | AR | 05139 | MISS | Combined Cycle Gas | 329.0427 | 3.7367 | 0.00060003 | 72.3262 | 0.011614 | 1.9282 | 0.00060003 | 37.3236 | 0.011615 | -92.5933 | 33.2961
55397 | CT2 | Washington Power Company LLC | OH | 39167 | PJMW | Combined Cycle Gas | 359.4076 | 5.4065 | 0.00060002 | 72.2478 | 0.0080182 | 4.8741 | 0.00060002 | 65.1432 | 0.0080194 | -81.6571 | 39.5798
7350 | CTG1 | Coyote Springs | OR | 41049 | NWPP | Combined Cycle Gas | 277.0719 | 2.8846 | 0.00060003 | 72.2098 | 0.01502 | 2.7231 | 0.00060003 | 68.1605 | 0.015019 | -119.6744 | 45.8486
55701 | CT02 | Fremont Energy Center | OH | 39143 | PJMW | Combined Cycle Gas | 440.4319 | 4.1978 | 0.00060003 | 72.1049 | 0.010307 | 3.7872 | 0.00060003 | 65.0889 | 0.010313 | -83.1655 | 41.3778
55502 | 4 | Lawrenceburg Energy Facility | IN | 18029 | PJMW | Combined Cycle Gas | 310.022 | 4.7379 | 0.00060003 | 72.0969 | 0.0091305 | 4.2679 | 0.00060003 | 64.9392 | 0.0091298 | -84.8667 | 39.0913
60589 | CT-1 | CPV Fairview, LLC | PA | 42021 | PJME | Combined Cycle Gas | 595.4261 | 3.3624 | 0.00027729 | 71.8426 | 0.0059246 | 2.7277 | 0.00027729 | 58.2802 | 0.0059245 | -78.8561 | 40.4125
55131 | GTG-1 | Kendall Energy Facility | IL | 17093 | PJMC | Combined Cycle Gas | 334.3881 | 3.2234 | 0.00060003 | 71.7462 | 0.013355 | 1.4796 | 0.00060003 | 32.909 | 0.013346 | -88.2581 | 41.4797
52019 | CT1 | Doswell Limited Partnership | VA | 51085 | PJMD | Simple Cycle Gas | 186.0081 | 1.9585 | 0.00097523 | 71.7227 | 0.035714 | 2.0908 | 0.00097523 | 76.5913 | 0.035724 | -77.4431 | 37.8138
2512 | UGT001 | East Hampton Facility | NY | 36103 | NYCW | Oil | 19.9517 | 0 | 0 | 71.5509 | 0.79618 | 0.0030247 | 0.0012 | 2.0068 | 0.79616 | -72.2095 | 40.9619
55358 | CT4 | Cottonwood Energy Project | TX | 48351 | MISS | Combined Cycle Gas | 355.0165 | 3.8346 | 0.00060126 | 71.4728 | 0.011207 | 1.9787 | 0.00060126 | 36.8915 | 0.01121 | -93.7353 | 30.2588
55349 | 1 | Pleasants Energy, LLC | WV | 54073 | PJMW | Simple Cycle Gas | 191.1625 | 1.3859 | 0.00060727 | 71.3387 | 0.031259 | 1.5615 | 0.00060727 | 80.5553 | 0.031328 | -81.3639 | 39.3328
880086 | UNITF | Pacific Ethanol Pekin, Inc. | IL | 17179 | CONUS | Industrial | 18.4578 | 0 | 0 | 70.9815 | 0.12616 | 0 | 0 | 70.5577 | 0.12616 | -89.6628 | 40.555
60925 | CT2 | Montgomery County Power Station | TX | 48339 | MISS | Combined Cycle Gas | 562.0803 | 6.7938 | 0.00060002 | 70.912 | 0.0062628 | 3.5056 | 0.00060002 | 36.602 | 0.0062649 | -95.5206 | 30.4358
60345 | OCEC1C | Okeechobee Clean Energy Center | FL | 12093 | FRCC | Combined Cycle Gas | 548.0282 | 5.9681 | 0.00060003 | 70.9065 | 0.007129 | 3.2474 | 0.00060003 | 38.5747 | 0.0071277 | -80.7911 | 27.6342
55382 | CCCT2 | Thomas A. Smith Energy Facility | GA | 13213 | SRSE | Combined Cycle Gas | 363.064 | 4.4214 | 0.00060003 | 70.8726 | 0.0096181 | 2.0726 | 0.00060003 | 33.2505 | 0.0096261 | -84.9182 | 34.7094
59326 | 1 | Middletown Energy Center | OH | 39017 | PJMW | Combined Cycle Gas | 619.8849 | 7.1971 | 0.00060002 | 70.8363 | 0.0059056 | 6.4776 | 0.00060002 | 63.7548 | 0.0059056 | -84.354 | 39.4693
55187 | CHV1 | Channelview Cogeneration Facility | TX | 48201 | TRE | Combined Cycle Gas | 390.3714 | 4.0449 | 0.00060002 | 70.703 | 0.010488 | 2.1116 | 0.00060002 | 36.9113 | 0.010489 | -95.1242 | 29.8356
55154 | 1 | Lost Pines 1 | TX | 48021 | TRE | Combined Cycle Gas | 182.4892 | 2.2478 | 0.00060003 | 70.6667 | 0.018863 | 1.1734 | 0.00060003 | 36.8946 | 0.018866 | -97.27 | 30.1478
562 | 4 | Middletown | CT | 09007 | ISNE | Oil | 344.3106 | 136.3835 | 0.29596 | 70.6178 | 0.15325 | 0 |  | 0 |  | -72.5793 | 41.5544
55135 | CT02 | Neenah Energy Facility | WI | 55139 | MISW | Simple Cycle Gas | 169.2134 | 0.8729 | 0.00059992 | 70.6025 | 0.048523 | 0.95852 | 0.00059992 | 77.5535 | 0.048539 | -88.5055 | 44.1934
4040 | 22 | Port Washington Generating Station | WI | 55089 | MISW | Combined Cycle Gas | 336.2258 | 4.0713 | 0.00060003 | 70.5943 | 0.010404 | 0.47756 | 0.00060003 | 8.2756 | 0.010398 | -87.8689 | 43.3842
7325 | SJS1 | San Jacinto Steam Electric Station | TX | 48201 | TRE | Simple Cycle Gas | 97.7555 | 1.6488 | 0.00060011 | 70.5428 | 0.025674 | 1.1363 | 0.00060011 | 47.3777 | 0.025022 | -95.0411 | 29.6967
58420 | CT1 | Hamilton Liberty Generation Plant | PA | 42015 | PJME | Combined Cycle Gas | 468.8605 | 6.0231 | 0.00060002 | 70.5296 | 0.0070262 | 4.8857 | 0.00060002 | 57.2116 | 0.0070262 | -76.3899 | 41.7674
1417 | 3 | Lieberman Power Plant | LA | 22017 | SPPS | Boiler Gas | 99.5606 | 0.2433 | 0.00060017 | 70.4595 | 0.17381 | 0.32251 | 0.00060017 | 93.7938 | 0.17455 | -93.9597 | 32.7047
55382 | CCCT3 | Thomas A. Smith Energy Facility | GA | 13213 | SRSE | Combined Cycle Gas | 367.6598 | 4.4767 | 0.00060002 | 70.4297 | 0.0094398 | 2.0986 | 0.00060002 | 33.0814 | 0.0094585 | -84.9182 | 34.7094
4042 | 3 | Valley (WEPCO) | WI | 55079 | MISW | Boiler Gas | 66.8377 | 0.6675 | 0.00060044 | 70.4168 | 0.063342 | 0.064736 | 0.00060044 | 6.8745 | 0.063762 | -87.9233 | 43.0303
2450 | 1 | Reeves Generating Station | NM | 35001 | SRSG | Boiler Gas | 49.8552 | 0.1818 | 0.00060016 | 70.395 | 0.23238 | 0.23872 | 0.00060016 | 92.4054 | 0.23231 | -106.6019 | 35.1716
533 | **V2 | McWilliams | AL | 01039 | SRSE | Combined Cycle Gas | 190.3066 | 3.7736 | 0.00060003 | 70.3419 | 0.011185 | 1.77 | 0.00060003 | 32.9933 | 0.011185 | -86.4767 | 31.4001
880086 | UNITE | Pacific Ethanol Pekin, Inc. | IL | 17179 | CONUS | Industrial | 18.0614 | 0 | 0 | 70.1569 | 0.12616 | 0 | 0 | 70.2764 | 0.12616 | -89.6628 | 40.555
55087 | CC4 | Zeeland Generating Station | MI | 26139 | MISE | Combined Cycle Gas | 294.8764 | 3.9384 | 0.00060002 | 70.1108 | 0.010682 | 0.9841 | 0.00060002 | 17.5454 | 0.010698 | -85.9988 | 42.82
60925 | CT1 | Montgomery County Power Station | TX | 48339 | MISS | Combined Cycle Gas | 563.8705 | 6.6094 | 0.00060002 | 70.0712 | 0.0063612 | 3.4104 | 0.00060002 | 36.1691 | 0.0063635 | -95.5206 | 30.4358
55451 | CTG-2 | Magnolia Combined Cycle Plant | MS | 28009 | SRCE | Combined Cycle Gas | 378.3749 | 3.5795 | 0.00060002 | 70.0518 | 0.011743 | 0.93429 | 0.00060002 | 18.2895 | 0.011746 | -89.2017 | 34.8358
60927 | 1A | Lake Charles Power Station | LA | 22019 | MISS | Combined Cycle Gas | 532.8544 | 6.5618 | 0.00060002 | 70.0407 | 0.0064046 | 3.3858 | 0.00060002 | 36.1662 | 0.0064093 | -93.2886 | 30.2706
4040 | 12 | Port Washington Generating Station | WI | 55089 | MISW | Combined Cycle Gas | 334.2868 | 3.9539 | 0.00060003 | 70.0376 | 0.010629 | 0.34305 | 0.00060003 | 6.1888 | 0.010825 | -87.8689 | 43.3842
55141 | CT2 | Hawk Road Energy Facility | GA | 13149 | SRSE | Simple Cycle Gas | 183.4277 | 0.88364 | 0.00060002 | 69.9602 | 0.047505 | 0.88989 | 0.00060002 | 70.4532 | 0.047504 | -84.9912 | 33.3577
59913 | 1B | Greensville County Power Station | VA | 51081 | PJMD | Combined Cycle Gas | 562.8065 | 7.1727 | 0.00060002 | 69.8374 | 0.0058421 | 5.2076 | 0.00060002 | 50.7137 | 0.0058432 | -77.6535 | 36.7209
533 | **V1 | McWilliams | AL | 01039 | SRSE | Combined Cycle Gas | 193.0377 | 3.6951 | 0.00060003 | 69.8016 | 0.011335 | 1.7332 | 0.00060003 | 32.741 | 0.011335 | -86.4767 | 31.4001
55714 | SN-02 | Magnet Cove Generating Station | AR | 05059 | MISS | Combined Cycle Gas | 445.7859 | 3.082 | 0.00060002 | 69.732 | 0.013576 | 1.5904 | 0.00060002 | 35.9867 | 0.013577 | -92.8333 | 34.4304
4042 | 2 | Valley (WEPCO) | WI | 55079 | MISW | Boiler Gas | 72.4091 | 0.64506 | 0.00059609 | 69.6364 | 0.06435 | 0.40193 | 0.00059609 | 43.3666 | 0.064316 | -87.9233 | 43.0303
1073 | 4 | Prairie Creek | IA | 19113 | MISW | Boiler Gas | 76.4914 | 13.3389 | 0.051897 | 69.6065 | 0.27081 | 4.1833 | 0.051897 | 22.1567 | 0.27487 | -91.6383 | 41.9378
562 | 2 | Middletown | CT | 09007 | ISNE | Boiler Gas | 127.0368 | 95.1113 | 0.19378 | 69.5387 | 0.14168 | 93.8491 | 0.19378 | 69.3078 | 0.14311 | -72.5793 | 41.5544
1571 | 4 | Chalk Point | MD | 24033 | PJME | Boiler Gas | 580.5563 | 6.9289 | 0.010468 | 69.5247 | 0.10503 | 7.1529 | 0.010468 | 71.7726 | 0.10503 | -76.6861 | 38.5444
50815 | ENG501 | Odyssey Energy Altura Cogen, LLC | TX | 48201 | TRE | Combined Cycle Gas | 99.4583 | 1.8123 | 0.00060008 | 69.4773 | 0.023004 | 0.94605 | 0.00060008 | 36.2654 | 0.023003 | -95.0177 | 29.8161
59913 | 1C | Greensville County Power Station | VA | 51081 | PJMD | Combined Cycle Gas | 556.4813 | 7.152 | 0.00060002 | 69.4608 | 0.0058274 | 5.1925 | 0.00060002 | 50.4225 | 0.0058265 | -77.6535 | 36.7209
52176 | 2 | C. R. Wing Cogeneration Plant | TX | 48227 | TRE | Combined Cycle Gas | 111.8683 | 0.31019 | 0.00060007 | 69.3765 | 0.13421 | 0.16191 | 0.00060007 | 36.1954 | 0.13415 | -101.4222 | 32.2722
2161 | **GT2 | James River | MO | 29077 | SPPC | Simple Cycle Gas | 75.6789 | 0.49344 | 0.0010876 | 69.2968 | 0.15273 | 0.53444 | 0.0010876 | 75.0375 | 0.1527 | -93.2592 | 37.1086
120 | 1 | Yucca Power Plant | AZ | 04027 | SRSG | Boiler Gas | 69.2114 | 0.4028 | 0.00060012 | 69.2475 | 0.10317 | 0.65375 | 0.00060012 | 111.6344 | 0.10248 | -114.7097 | 32.7214
1599 | 1 | Canal Station | MA | 25001 | ISNE | Oil | 584.8754 | 319.9636 | 0.35675 | 69.2259 | 0.077185 | 0 |  | 0 |  | -70.5097 | 41.7694
3264 | 11 | W S Lee | SC | 45007 | SRCA | Combined Cycle Gas | 410.7324 | 4.4218 | 0.00060002 | 69.1854 | 0.0093882 | 0.96833 | 0.00060002 | 15.1499 | 0.0093876 | -82.435 | 34.6022
55736 | CTG2 | Hanging Rock Power Company LLC | OH | 39087 | PJMW | Combined Cycle Gas | 395.658 | 5.4041 | 0.00060002 | 69.1691 | 0.0076799 | 4.8743 | 0.00060002 | 62.4101 | 0.0076827 | -82.7833 | 38.5731
55141 | CT3 | Hawk Road Energy Facility | GA | 13149 | SRSE | Simple Cycle Gas | 183.0316 | 0.93371 | 0.00060003 | 69.1113 | 0.044413 | 0.95133 | 0.00060003 | 70.4972 | 0.044464 | -84.9912 | 33.3577
55464 | CTG3 | Deer Park Energy Center | TX | 48201 | TRE | Combined Cycle Gas | 254.9172 | 4.8154 | 0.00060003 | 69.1013 | 0.0086105 | 2.5137 | 0.00060003 | 36.0581 | 0.0086072 | -95.1361 | 29.7153
55128 | T2 | Walton County Power | GA | 13297 | SRSE | Simple Cycle Gas | 178.5093 | 0.79824 | 0.00060003 | 69.0496 | 0.051904 | 0.8049 | 0.00060003 | 69.643 | 0.051917 | -83.6969 | 33.8147
55701 | CT01 | Fremont Energy Center | OH | 39143 | PJMW | Combined Cycle Gas | 421.2843 | 4.2008 | 0.00060003 | 69.0043 | 0.0098564 | 3.7895 | 0.00060003 | 62.2555 | 0.0098575 | -83.1655 | 41.3778
55380 | CTG-2 | Union Power Station | AR | 05139 | MISS | Combined Cycle Gas | 325.0019 | 3.3775 | 0.00060003 | 69.0011 | 0.012258 | 1.7429 | 0.00060003 | 35.6126 | 0.012261 | -92.5933 | 33.2961
568 | BHB5 | Bridgeport Harbor Station | CT | 09001 | ISNE | Combined Cycle Gas | 514.9333 | 6.8724 | 0.00060002 | 68.9097 | 0.0060164 | 2.7161 | 0.00060002 | 27.2328 | 0.0060161 | -73.1843 | 41.1706
55411 | CT2 | Hillabee Energy Center | AL | 01123 | SRSE | Combined Cycle Gas | 415.0562 | 5.4501 | 0.00060002 | 68.9034 | 0.0075858 | 2.556 | 0.00060002 | 32.3144 | 0.0075857 | -85.9031 | 33
4076 | **33 | West Marinette | WI | 55075 | MISW | Simple Cycle Gas | 106.8051 | 0.32798 | 0.00060005 | 68.7978 | 0.12587 | 0.35661 | 0.00060005 | 74.8168 | 0.12589 | -87.6881 | 45.0869
384 | 72 | Joliet 29 | IL | 17197 | PJMC | Boiler Gas | 296.7304 | 0.50186 | 0.00060037 | 68.7018 | 0.082188 | 0.53098 | 0.00060037 | 72.736 | 0.082241 | -88.125 | 41.4947
6043 | HRSG3A | Martin | FL | 12085 | FRCC | Combined Cycle Gas | 261.3131 | 1.3773 | 0.00060003 | 68.6079 | 0.02989 | 0.7586 | 0.00060003 | 37.7307 | 0.029844 | -80.5628 | 27.0536
8906 | 52SH | Astoria Generating Station | NY | 36081 | NYCW | Boiler Gas | 735.9561 | 0.81319 | 0.00064137 | 68.5603 | 0.054074 | 0.84018 | 0.00064137 | 70.7568 | 0.054014 | -73.9122 | 40.7869
55380 | CTG-3 | Union Power Station | AR | 05139 | MISS | Combined Cycle Gas | 324.3749 | 3.3673 | 0.00060003 | 68.4179 | 0.012192 | 1.7376 | 0.00060003 | 35.3059 | 0.012192 | -92.5933 | 33.2961
55801 | 0001 | Marcus Hook Energy, LP | PA | 42045 | PJME | Combined Cycle Gas | 331.0345 | 4.0706 | 0.00060003 | 68.3929 | 0.010081 | 3.3019 | 0.00060003 | 55.4775 | 0.010081 | -75.4225 | 39.8083
55382 | CCCT1 | Thomas A. Smith Energy Facility | GA | 13213 | SRSE | Combined Cycle Gas | 363.1216 | 4.3141 | 0.00060003 | 68.3673 | 0.0095089 | 2.0224 | 0.00060003 | 32.0956 | 0.0095226 | -84.9182 | 34.7094
7805 | 4 | Richmond County Plant | NC | 37153 | SRCA | Simple Cycle Gas | 184.7647 | 1.2315 | 0.00065086 | 68.3194 | 0.036108 | 1.3005 | 0.00065086 | 72.1719 | 0.03612 | -79.7402 | 34.8388
7813 | 3 | Sewell Creek Energy | GA | 13233 | SRSE | Simple Cycle Gas | 130.9585 | 0.52607 | 0.00060003 | 68.1845 | 0.07777 | 0.52878 | 0.00060003 | 68.5103 | 0.077741 | -85.2769 | 33.9486
60376 | 2 | Clean Energy Future - Lordstown, LLC | OH | 39155 | PJMW | Combined Cycle Gas | 468.0855 | 6.6637 | 0.00060002 | 68.1814 | 0.0061393 | 6.014 | 0.00060002 | 61.538 | 0.0061397 | -80.8516 | 41.1489
55801 | 0003 | Marcus Hook Energy, LP | PA | 42045 | PJME | Combined Cycle Gas | 335.4995 | 4.1031 | 0.00060002 | 68.1172 | 0.0099612 | 3.3284 | 0.00060002 | 55.2569 | 0.0099613 | -75.4225 | 39.8083
50240 | 2 | Purdue University-Wade Utility | IN | 18157 | CONUS | Institutional | 19.3085 | 0 | 0 | 68.029 | 0.15445 | 0 | 0 | 67.9379 | 0.15418 | -86.9117 | 40.4172
384 | 71 | Joliet 29 | IL | 17197 | PJMC | Boiler Gas | 296.1585 | 0.49073 | 0.00060014 | 67.9112 | 0.083052 | 0.51683 | 0.00060014 | 71.6236 | 0.083169 | -88.125 | 41.4947
55736 | CTG3 | Hanging Rock Power Company LLC | OH | 39087 | PJMW | Combined Cycle Gas | 394.4097 | 5.4519 | 0.00060002 | 67.8278 | 0.0074649 | 4.917 | 0.00060002 | 61.1792 | 0.0074657 | -82.7833 | 38.5731
880079 | 38 | Tate & Lyle-Loudon | TN | 47105 | CONUS | Industrial | 34.0484 | 0 | 0 | 67.7137 | 0.052236 | 0 | 0 | 67.4898 | 0.052063 | -84.3208 | 35.7433
56227 | PWEU1 | Port Westward | OR | 41009 | NWPP | Combined Cycle Gas | 445.8887 | 4.2203 | 0.00052151 | 67.7023 | 0.0083662 | 3.9839 | 0.00052151 | 63.9079 | 0.0083659 | -123.1717 | 46.1792
992 | 14 | C. C. Perry K Steam Plant | IN | 18097 | CONUS | Institutional | 27.5575 | 0 | 0 | 67.7002 | 0.27871 | 0 | 0 | 67.9484 | 0.27876 | -86.1667 | 39.7622
55269 | AA-002 | Southaven Combined Cycle | MS | 28033 | SRCE | Combined Cycle Gas | 287.3633 | 3.4624 | 0.00060003 | 67.4563 | 0.01169 | 0.9037 | 0.00060003 | 17.606 | 0.01169 | -90.039 | 34.9939
7826 | 4 | Plant Rowan County | NC | 37159 | SRCA | Combined Cycle Gas | 190.9846 | 3.9849 | 0.00060005 | 67.4471 | 0.010156 | 0.8727 | 0.00060005 | 14.7705 | 0.010156 | -80.6017 | 35.7303
55464 | CTG4 | Deer Park Energy Center | TX | 48201 | TRE | Combined Cycle Gas | 267.6644 | 4.4178 | 0.00060003 | 67.4243 | 0.0091576 | 2.3061 | 0.00060003 | 35.2118 | 0.0091617 | -95.1361 | 29.7153
3138 | 3 | New Castle | PA | 42073 | PJMW | Boiler Gas | 98.6542 | 0.51723 | 0.00060009 | 67.3005 | 0.078082 | 0.55126 | 0.00060009 | 71.7302 | 0.078084 | -80.3681 | 40.9378
2450 | 2 | Reeves Generating Station | NM | 35001 | SRSG | Boiler Gas | 47.2109 | 0.18379 | 0.00060015 | 67.2796 | 0.21969 | 0.23586 | 0.00060015 | 86.5323 | 0.22018 | -106.6019 | 35.1716
990 | 60 | IPL - Harding Street Station (EW Stout) | IN | 18097 | MISC | Boiler Gas | 93.8441 | 1.0927 | 0.00060009 | 67.2397 | 0.036926 | 0 |  | 0 |  | -86.1975 | 39.7119
4040 | 21 | Port Washington Generating Station | WI | 55089 | MISW | Combined Cycle Gas | 335.6304 | 4.0994 | 0.00060003 | 67.1352 | 0.0098265 | 0.47552 | 0.00060003 | 7.7968 | 0.0098383 | -87.8689 | 43.3842
55380 | CTG-4 | Union Power Station | AR | 05139 | MISS | Combined Cycle Gas | 323.4422 | 3.4324 | 0.00060003 | 67.0716 | 0.011725 | 1.7711 | 0.00060003 | 34.6106 | 0.011725 | -92.5933 | 33.2961
60345 | OCEC1B | Okeechobee Clean Energy Center | FL | 12093 | FRCC | Combined Cycle Gas | 542.016 | 5.7685 | 0.00060024 | 67.0435 | 0.0069761 | 3.1402 | 0.00060024 | 36.4896 | 0.0069749 | -80.7911 | 27.6342
4040 | 11 | Port Washington Generating Station | WI | 55089 | MISW | Combined Cycle Gas | 332.6103 | 3.7377 | 0.00060003 | 67.0116 | 0.010758 | 0.35583 | 0.00060003 | 6.3685 | 0.010739 | -87.8689 | 43.3842
55418 | CT-2 | Hot Spring Energy Facility | AR | 05059 | MISS | Combined Cycle Gas | 362.4765 | 3.727 | 0.00060003 | 66.9669 | 0.010781 | 1.9232 | 0.00060003 | 34.5656 | 0.010784 | -92.8683 | 34.2963
50707 | S004 | J M Shafer | CO | 08123 | RMRG | Combined Cycle Gas | 52.3253 | 0.45664 | 0.00060014 | 66.9649 | 0.08801 | 0.22538 | 0.00060014 | 33.0512 | 0.088009 | -104.7745 | 40.0979
55216 | CTG3 | Morris Cogeneration, LLC | IL | 17063 | CONUS | EGU-Other | 68.4491 | 0.96967 | 0.00060011 | 66.9473 | 0.041433 | 1.0348 | 0.00060011 | 71.4884 | 0.041459 | -88.3292 | 41.4092
384 | 82 | Joliet 29 | IL | 17197 | PJMC | Boiler Gas | 325.2074 | 0.38217 | 0.00059974 | 66.8837 | 0.10496 | 0.40523 | 0.00059974 | 71.1097 | 0.10524 | -88.125 | 41.4947
3138 | 5 | New Castle | PA | 42073 | PJMW | Boiler Gas | 130.5543 | 0.59794 | 0.00060006 | 66.7432 | 0.066979 | 0.61029 | 0.00060006 | 68.1272 | 0.066985 | -80.3681 | 40.9378
59325 | ES-1 | Kings Mountain Energy Center | NC | 37045 | SRCA | Combined Cycle Gas | 530.5639 | 6.3783 | 0.00060002 | 66.6859 | 0.0062733 | 1.3969 | 0.00060002 | 14.6045 | 0.0062733 | -81.3631 | 35.2025
55821 | 26 | Stanton A | FL | 12095 | FRCC | Combined Cycle Gas | 348.0871 | 3.7036 | 0.00060003 | 66.5921 | 0.010789 | 2.018 | 0.00060003 | 36.2754 | 0.010786 | -81.1675 | 28.4881
50707 | S003 | J M Shafer | CO | 08123 | RMRG | Combined Cycle Gas | 63.1798 | 0.43196 | 0.00060016 | 66.4937 | 0.092385 | 0.21248 | 0.00060016 | 32.7083 | 0.092387 | -104.7745 | 40.0979
55380 | CTG-6 | Union Power Station | AR | 05139 | MISS | Combined Cycle Gas | 299.3637 | 3.369 | 0.00060003 | 66.4629 | 0.011837 | 1.7385 | 0.00060003 | 34.2957 | 0.011837 | -92.5933 | 33.2961
55736 | CTG4 | Hanging Rock Power Company LLC | OH | 39087 | PJMW | Combined Cycle Gas | 395.4628 | 5.3664 | 0.00060002 | 66.4289 | 0.0074275 | 4.8405 | 0.00060002 | 59.9321 | 0.0074292 | -82.7833 | 38.5731
55965 | 6B | Wansley CC (55965) | GA | 13149 | SRSE | Combined Cycle Gas | 320.4923 | 4.7253 | 0.00060003 | 66.4145 | 0.0084334 | 2.215 | 0.00060003 | 31.1337 | 0.008434 | -85.0333 | 33.4167
50627 | 20B1 | Exxonmobil Oil Corporation | IL | 17197 | CONUS | Industrial | 14.3 | 0 |  | 66.4021 |  | 0 | 0 | 0 | 0 | -88.1833 | 41.4167
50707 | S005 | J M Shafer | CO | 08123 | RMRG | Combined Cycle Gas | 56.0092 | 0.43208 | 0.00060015 | 66.3703 | 0.092187 | 0.21316 | 0.00060015 | 32.7473 | 0.092201 | -104.7745 | 40.0979
55135 | CT01 | Neenah Energy Facility | WI | 55139 | MISW | Simple Cycle Gas | 166.1622 | 0.8211 | 0.00059598 | 66.3613 | 0.048167 | 0.89185 | 0.00059598 | 72.0629 | 0.048156 | -88.5055 | 44.1934
55294 | 1 | Westbrook Energy Center | ME | 23005 | ISNE | Combined Cycle Gas | 313.2467 | 2.8552 | 0.00060003 | 66.2924 | 0.013932 | 1.1281 | 0.00060003 | 26.1982 | 0.013934 | -70.3772 | 43.6576
7826 | 5 | Plant Rowan County | NC | 37159 | SRCA | Combined Cycle Gas | 192.4737 | 3.8904 | 0.00060003 | 66.2228 | 0.010214 | 0.852 | 0.00060003 | 14.5029 | 0.010214 | -80.6017 | 35.7294
55738 | 1 | Buchanan Units 1 & 2 | VA | 51027 | PJMW | Simple Cycle Gas | 46.6611 | 0.51968 | 0.00060012 | 66.198 | 0.076444 | 0 |  | 0 |  | -81.9619 | 37.1731
55297 | 001 | New Covert Generating Project | MI | 26159 | MISE | Combined Cycle Gas | 475.3462 | 5.7862 | 0.00060002 | 66.1351 | 0.006858 | 1.2882 | 0.00060002 | 14.7151 | 0.0068538 | -86.2925 | 42.3231
61028 | CT2 | Hickory Run Energy Station | PA | 42073 | PJMW | Combined Cycle Gas | 509.9444 | 6.249 | 0.00060002 | 66.0561 | 0.0063426 | 5.6461 | 0.00060002 | 59.6911 | 0.0063434 | -80.4282 | 40.9912
55220 | A02 | Attala Generating Plant | MS | 28007 | MISS | Combined Cycle Gas | 250.9378 | 3.5955 | 0.00060003 | 66.0272 | 0.011019 | 1.8553 | 0.00060003 | 34.069 | 0.011019 | -89.6758 | 33.0142
58426 | CT1 | Hamilton Patriot Generation Plant | PA | 42081 | PJME | Combined Cycle Gas | 484.8185 | 6.4293 | 0.00060002 | 65.9428 | 0.0061541 | 5.2157 | 0.00060002 | 53.4946 | 0.0061541 | -76.8393 | 41.1807
1007 | CT4 | Noblesville | IN | 18057 | MISC | Combined Cycle Gas | 77.7944 | 1.1545 | 0.0006001 | 65.9264 | 0.034269 | 0 |  | 0 |  | -85.9714 | 40.0969
55011 | 01 | Whitewater Cogeneration Facility | WI | 55055 | MISW | Combined Cycle Gas | 282.5906 | 2.3403 | 0.00060019 | 65.7333 | 0.016858 | 0.30554 | 0.00060019 | 8.5763 | 0.016847 | -88.7297 | 42.8543
6071 | 9 | Trimble County | KY | 21223 | SRCE | Simple Cycle Gas | 183.4831 | 1.1517 | 0.00060003 | 65.698 | 0.034228 | 1.2511 | 0.00060003 | 71.3719 | 0.034229 | -85.4117 | 38.5847
55269 | AA-001 | Southaven Combined Cycle | MS | 28033 | SRCE | Combined Cycle Gas | 289.7056 | 3.4899 | 0.00060003 | 65.6729 | 0.011291 | 0.91085 | 0.00060003 | 17.1408 | 0.011292 | -90.039 | 34.9939
50458 | 1 | Indeck-Corinth Energy Center | NY | 36091 | NYUP | Combined Cycle Gas | 160.1929 | 1.4894 | 0.00060005 | 65.6728 | 0.026459 | 0.84001 | 0.00060005 | 37.0398 | 0.026459 | -73.8125 | 43.25
7813 | 4 | Sewell Creek Energy | GA | 13233 | SRSE | Simple Cycle Gas | 130.1733 | 0.5051 | 0.00060004 | 65.5699 | 0.077895 | 0.50642 | 0.00060004 | 65.7081 | 0.077855 | -85.2769 | 33.9486
8063 | CT2 | Decordova | TX | 48221 | TRE | Simple Cycle Gas | 81.389 | 0 | 0 | 65.4516 | 0.62125 | 0 | 0 | 70.9863 | 0.62392 | -97.6986 | 32.4033
56407 | WCCT3B | West County Energy Center | FL | 12099 | FRCC | Combined Cycle Gas | 486.2366 | 5.3452 | 0.00060009 | 65.4124 | 0.0073437 | 2.9045 | 0.00060009 | 35.534 | 0.0073415 | -80.3747 | 26.6986
55220 | A01 | Attala Generating Plant | MS | 28007 | MISS | Combined Cycle Gas | 254.9515 | 3.5444 | 0.00060003 | 65.3674 | 0.011066 | 1.8289 | 0.00060003 | 33.731 | 0.011067 | -89.6758 | 33.0142
619 | RBCT5A | Riviera Beach Energy Center | FL | 12099 | FRCC | Combined Cycle Gas | 421.9201 | 4.7737 | 0.00060113 | 65.2757 | 0.00822 | 2.6 | 0.00060113 | 35.5407 | 0.0082173 | -80.0521 | 26.7639
55229 | G3CT1 | Montpelier Electric Gen Station | IN | 18179 | MISC | Simple Cycle Gas | 29.4757 | 0.17095 | 0.00059653 | 65.2256 | 0.2276 | 0.18388 | 0.00059653 | 71.3029 | 0.23132 | -85.3057 | 40.6206
3131 | 1 | Shawville | PA | 42033 | PJME | Boiler Gas | 141.0189 | 0.52174 | 0.00060006 | 65.1529 | 0.074934 | 0.56344 | 0.00060006 | 70.375 | 0.074949 | -78.3656 | 41.067
562 | 3 | Middletown | CT | 09007 | ISNE | Boiler Gas | 234.4318 | 24.9466 | 0.070809 | 65.1437 | 0.18491 | 24.6692 | 0.070809 | 64.9225 | 0.18635 | -72.5793 | 41.5544
56031 | CTG-1 | Fox Energy Center | WI | 55087 | MISW | Combined Cycle Gas | 379.9267 | 4.4628 | 0.00060003 | 65.034 | 0.008744 | 0.52083 | 0.00060003 | 7.5842 | 0.0087375 | -88.2089 | 44.3204
56606 | CT01 | Culbertson Station | MT | 30085 | SPPN | Simple Cycle Gas | 96.4906 | 0.4581 | 0.00060014 | 65.0227 | 0.085185 | 0.4957 | 0.00060014 | 70.3291 | 0.085147 | -104.2329 | 48.1238
55411 | CT1 | Hillabee Energy Center | AL | 01123 | SRSE | Combined Cycle Gas | 409.9061 | 5.2601 | 0.00060002 | 64.9485 | 0.0074087 | 2.467 | 0.00060002 | 30.4611 | 0.0074085 | -85.9031 | 33
55965 | 7B | Wansley CC (55965) | GA | 13149 | SRSE | Combined Cycle Gas | 323.7704 | 4.6542 | 0.00060002 | 64.8709 | 0.0083632 | 2.1823 | 0.00060002 | 30.4195 | 0.0083638 | -85.0333 | 33.4167
55965 | 6A | Wansley CC (55965) | GA | 13149 | SRSE | Combined Cycle Gas | 322.5057 | 4.7253 | 0.00060003 | 64.7578 | 0.0082231 | 2.2149 | 0.00060003 | 30.3566 | 0.0082238 | -85.0333 | 33.4167
3405 | JCC2 | John Sevier | TN | 47073 | SRCE | Combined Cycle Gas | 326.3471 | 3.4705 | 0.00060904 | 64.7386 | 0.011361 | 0.90573 | 0.00060904 | 16.879 | 0.01135 | -82.9639 | 36.3767
55667 | CT02 | Lower Mount Bethel Energy, LLC | PA | 42095 | PJME | Combined Cycle Gas | 325.5471 | 4.6288 | 0.00060003 | 64.5647 | 0.0083694 | 3.755 | 0.00060003 | 52.3768 | 0.0083694 | -75.105 | 40.8011
55131 | GTG-4 | Kendall Energy Facility | IL | 17093 | PJMC | Combined Cycle Gas | 337.1155 | 2.5582 | 0.00060003 | 64.5228 | 0.015134 | 1.1742 | 0.00060003 | 29.6529 | 0.015154 | -88.2581 | 41.4797
3443 | 9 | Victoria Power Station | TX | 48469 | TRE | Combined Cycle Gas | 315.9645 | 2.3064 | 0.00060003 | 64.4923 | 0.016778 | 1.2039 | 0.00060003 | 33.6466 | 0.01677 | -97.0105 | 28.789
55128 | T1 | Walton County Power | GA | 13297 | SRSE | Simple Cycle Gas | 176.2637 | 0.74175 | 0.00060003 | 64.4294 | 0.052119 | 0.74699 | 0.00060003 | 64.8755 | 0.052112 | -83.6969 | 33.8147
55415 | GT401 | Vandolah Power Project | FL | 12049 | FRCC | Simple Cycle Gas | 211.7488 | 26.2615 | 0.012967 | 64.2976 | 0.031749 | 32.9133 | 0.012967 | 81.1401 | 0.031968 | -81.9236 | 27.5242
55965 | 7A | Wansley CC (55965) | GA | 13149 | SRSE | Combined Cycle Gas | 317.9108 | 4.5961 | 0.00060003 | 64.2193 | 0.008384 | 2.155 | 0.00060003 | 30.1119 | 0.0083843 | -85.0333 | 33.4167
58420 | CT2 | Hamilton Liberty Generation Plant | PA | 42015 | PJME | Combined Cycle Gas | 468.5333 | 6.3121 | 0.00060002 | 64.1255 | 0.0060957 | 5.1206 | 0.00060002 | 52.0207 | 0.0060957 | -76.3899 | 41.7674
7710 | 2B | Plant H. Allen Franklin | AL | 01081 | SRSE | Combined Cycle Gas | 373.6326 | 4.639 | 0.00060003 | 64.0901 | 0.0082897 | 2.1752 | 0.00060003 | 30.0547 | 0.0082905 | -85.0961 | 32.6094
10298 | CG801 | Air Liquide Bayport Complex | TX | 48201 | TRE | Combined Cycle Gas | 90.1008 | 0 | 0 | 64.0092 | 0.019273 | 0 | 0 | 33.4169 | 0.019275 | -95.0458 | 29.6225
52019 | CT2 | Doswell Limited Partnership | VA | 51085 | PJMD | Simple Cycle Gas | 167.4968 | 1.1423 | 0.00060002 | 63.732 | 0.033478 | 1.2123 | 0.00060002 | 67.6152 | 0.033467 | -77.4431 | 37.8138
60927 | 1B | Lake Charles Power Station | LA | 22019 | MISS | Combined Cycle Gas | 547.4511 | 5.8915 | 0.00060002 | 63.5991 | 0.0064772 | 3.04 | 0.00060002 | 32.8173 | 0.0064773 | -93.2886 | 30.2706
60376 | 1 | Clean Energy Future - Lordstown, LLC | OH | 39155 | PJMW | Combined Cycle Gas | 469.5752 | 6.4625 | 0.00060002 | 63.5914 | 0.0059042 | 5.8324 | 0.00060002 | 57.3942 | 0.0059045 | -80.8516 | 41.1489
55343 | CTG2 | Luna Energy Facility | NM | 35029 | SRSG | Combined Cycle Gas | 344.7977 | 3.6338 | 0.00060003 | 63.5646 | 0.010496 | 1.0491 | 0.00060003 | 18.3509 | 0.010496 | -107.78 | 32.2983
7805 | 2 | Richmond County Plant | NC | 37153 | SRCA | Simple Cycle Gas | 188.1665 | 1.1624 | 0.00061851 | 63.5048 | 0.033791 | 1.2281 | 0.00061851 | 67.1208 | 0.033803 | -79.7402 | 34.8388
64854 | CT1 | Tate & Lyle Lafayette South | IN | 18157 | CONUS | Industrial | 72.4601 | 0 | 0 | 63.4287 | 0.056988 | 0 | 0 | 63.3175 | 0.056888 | -86.8437 | 40.3763
3494 | CT4 | Permian Basin | TX | 48475 | TRE | Simple Cycle Gas | 77.1434 | 0 | 0 | 63.3469 | 0.25393 | 0 | 0 | 63.0158 | 0.25387 | -102.9636 | 31.5839
55620 | 1-1 | Perryville Power Station | LA | 22073 | MISS | Combined Cycle Gas | 317.2961 | 2.6849 | 0.00060003 | 63.2959 | 0.014145 | 1.3856 | 0.00060003 | 32.6551 | 0.014141 | -92.0192 | 32.6914
55620 | 1-2 | Perryville Power Station | LA | 22073 | MISS | Combined Cycle Gas | 319.7029 | 2.6769 | 0.00060003 | 63.1509 | 0.014155 | 1.3814 | 0.00060003 | 32.5847 | 0.014154 | -92.0192 | 32.6914
55380 | CTG-1 | Union Power Station | AR | 05139 | MISS | Combined Cycle Gas | 325.0605 | 3.3843 | 0.00060003 | 63.0636 | 0.011181 | 1.7464 | 0.00060003 | 32.5462 | 0.011182 | -92.5933 | 33.2961
55170 | 0001 | Granite Ridge Energy | NH | 33015 | ISNE | Combined Cycle Gas | 268.8375 | 3.465 | 0.00060003 | 62.9481 | 0.010901 | 1.3689 | 0.00060003 | 24.8638 | 0.010898 | -71.4251 | 42.9043
50815 | ENG301 | Odyssey Energy Altura Cogen, LLC | TX | 48201 | TRE | Combined Cycle Gas | 100.1054 | 1.6278 | 0.00060008 | 62.8845 | 0.023183 | 0.8497 | 0.00060008 | 32.8147 | 0.023175 | -95.0177 | 29.8161
50707 | S002 | J M Shafer | CO | 08123 | RMRG | Combined Cycle Gas | 70.1874 | 0.38733 | 0.0006002 | 62.4585 | 0.096784 | 0.19082 | 0.0006002 | 30.7635 | 0.096765 | -104.7745 | 40.0979
55736 | CTG1 | Hanging Rock Power Company LLC | OH | 39087 | PJMW | Combined Cycle Gas | 397.6895 | 5.4241 | 0.00060002 | 62.4299 | 0.0069061 | 4.8921 | 0.00060002 | 56.3367 | 0.0069098 | -82.7833 | 38.5731
3 | 7B | Barry | AL | 01097 | SRSE | Combined Cycle Gas | 416.7478 | 4.3937 | 0.00060003 | 62.4293 | 0.0085257 | 2.0604 | 0.00060003 | 29.2815 | 0.0085272 | -88.0103 | 31.0069
6249 | 4 | Winyah | SC | 45043 | SRCA | Coal | 249.9838 | 73.0613 | 0.12555 | 62.4244 | 0.10727 | 62.0106 | 0.12555 | 53.0183 | 0.10734 | -79.3611 | 33.3303
3 | 6B | Barry | AL | 01097 | SRSE | Combined Cycle Gas | 425.0631 | 4.4728 | 0.00060003 | 62.4106 | 0.0083725 | 2.0973 | 0.00060003 | 29.2725 | 0.0083747 | -88.0103 | 31.0069
7302 | 2A | Hines Energy Complex | FL | 12105 | FRCC | Combined Cycle Gas | 186.407 | 3.1019 | 0.00059984 | 62.3865 | 0.012064 | 1.6868 | 0.00059984 | 33.9437 | 0.012071 | -81.8694 | 27.7886
58426 | CT2 | Hamilton Patriot Generation Plant | PA | 42081 | PJME | Combined Cycle Gas | 480.1998 | 6.2286 | 0.00060002 | 62.3778 | 0.006009 | 5.0529 | 0.00060002 | 50.6053 | 0.0060093 | -76.8393 | 41.1807
54844 | 1 | Gordonsville Power Station | VA | 51109 | PJMD | Combined Cycle Gas | 184.9353 | 2.905 | 0.001265 | 62.3435 | 0.027147 | 2.1091 | 0.001265 | 45.2686 | 0.027151 | -78.2036 | 38.1242
7710 | 1B | Plant H. Allen Franklin | AL | 01081 | SRSE | Combined Cycle Gas | 342.651 | 4.4712 | 0.00060002 | 62.1699 | 0.0083431 | 2.0961 | 0.00060002 | 29.1543 | 0.0083457 | -85.0961 | 32.6094
55821 | 25 | Stanton A | FL | 12095 | FRCC | Combined Cycle Gas | 351.8472 | 3.1271 | 0.00060003 | 62.167 | 0.011929 | 1.7104 | 0.00060003 | 33.9871 | 0.011923 | -81.1675 | 28.4881
3548 | 2 | Decker Creek | TX | 48453 | TRE | Boiler Gas | 344.8532 | 0.4835 | 0.00099886 | 62.0855 | 0.12826 | 0.59466 | 0.00099886 | 69.5645 | 0.11685 | -97.6128 | 30.3036
1295 | CT3 | Quindaro | KS | 20209 | SPPC | Oil | 21.1492 | 0.0786 | 0.0015219 | 61.9743 | 1.2 | 0 |  | 0 |  | -94.6398 | 39.1495
7947 | 1 | Solway Plant | MN | 27007 | MISW | Simple Cycle Gas | 48.7766 | 0.26831 | 0.00060296 | 61.9604 | 0.13924 | 0.31395 | 0.00060296 | 72.5312 | 0.1393 | -95.1297 | 47.5444
55464 | CTG1 | Deer Park Energy Center | TX | 48201 | TRE | Combined Cycle Gas | 264.3379 | 3.9926 | 0.00060002 | 61.9311 | 0.0093073 | 2.0841 | 0.00060002 | 32.3261 | 0.0093067 | -95.1361 | 29.7153
55667 | CT01 | Lower Mount Bethel Energy, LLC | PA | 42095 | PJME | Combined Cycle Gas | 328.9413 | 4.4605 | 0.00060003 | 61.9114 | 0.0083283 | 3.6185 | 0.00060003 | 50.2243 | 0.0083283 | -75.105 | 40.8011
56799 | 2 | Greenland Energy Center | FL | 12031 | FRCC | Simple Cycle Gas | 202.8565 | 0.9113 | 0.00060009 | 61.8979 | 0.04076 | 1.1038 | 0.00060009 | 75.2601 | 0.040917 | -81.517 | 30.1578
7845 | LCC2 | Lagoon Creek | TN | 47075 | SRCE | Combined Cycle Gas | 349.2127 | 3.4752 | 0.00060003 | 61.8361 | 0.010677 | 0.90701 | 0.00060003 | 16.1385 | 0.010676 | -89.3964 | 35.6578
3491 | 3 | Handley Generating Station | TX | 48439 | TRE | Boiler Gas | 350.629 | 1.4067 | 0.00060003 | 61.8185 | 0.026369 | 1.6271 | 0.00060003 | 71.4925 | 0.026365 | -97.2186 | 32.7278
62565 | 01 | Hill Top Energy Center | PA | 42059 | PJMW | Combined Cycle Gas | 642.94 | 8.2399 | 0.00060002 | 61.8061 | 0.0045006 | 7.4425 | 0.00060002 | 55.8281 | 0.0045009 | -79.9248 | 39.8784
59913 | 1A | Greensville County Power Station | VA | 51081 | PJMD | Combined Cycle Gas | 584.1974 | 7.3127 | 0.00060001 | 61.8028 | 0.005071 | 5.3092 | 0.00060001 | 44.8704 | 0.005071 | -77.6535 | 36.7209
617 | PECT5C | Port Everglades | FL | 12011 | FRCC | Combined Cycle Gas | 420.4057 | 4.772 | 0.00060035 | 61.5123 | 0.0077385 | 2.5946 | 0.00060035 | 33.4501 | 0.0077398 | -80.1253 | 26.0856
55481 | 6 | Mesquite Generating Station | AZ | 04013 | SRSG | Combined Cycle Gas | 338.2405 | 3.9677 | 0.00060003 | 61.3374 | 0.0092761 | 1.1451 | 0.00060003 | 17.7017 | 0.009276 | -112.8535 | 33.344
7710 | 1A | Plant H. Allen Franklin | AL | 01081 | SRSE | Combined Cycle Gas | 343.3425 | 4.4472 | 0.00060003 | 61.2071 | 0.0082582 | 2.0849 | 0.00060003 | 28.6992 | 0.0082595 | -85.0961 | 32.6094
2504 | 122 | 74th Street | NY | 36061 | NYCW | Boiler Gas | 68.6912 | 25.9192 | 0.04003 | 61.0983 | 0.094361 | 26.9754 | 0.04003 | 63.3195 | 0.093963 | -73.9515 | 40.768
55079 | 1 | Millennium Power Partners | MA | 25027 | ISNE | Combined Cycle Gas | 265.4286 | 2.4678 | 0.00060002 | 60.9299 | 0.014815 | 0.97458 | 0.00060002 | 24.0834 | 0.014827 | -72.0152 | 42.1127
990 | 50 | IPL - Harding Street Station (EW Stout) | IN | 18097 | MISC | Boiler Gas | 91.9182 | 0.90015 | 0.00060007 | 60.9263 | 0.040616 | 0 |  | 0 |  | -86.1975 | 39.7119
384 | 81 | Joliet 29 | IL | 17197 | PJMC | Boiler Gas | 321.8898 | 0.35129 | 0.00059979 | 60.862 | 0.10392 | 0.37099 | 0.00059979 | 64.4925 | 0.10427 | -88.125 | 41.4947
6112 | 4 | Fort St. Vrain | CO | 08123 | RMRG | Combined Cycle Gas | 269.845 | 2.5997 | 0.00060005 | 60.8462 | 0.014044 | 1.2823 | 0.00060005 | 29.9683 | 0.014023 | -104.8742 | 40.2461
2444 | 6 | Rio Grande | NM | 35013 | SRSG | Boiler Gas | 48.8908 | 0.091104 | 0.00028006 | 60.8106 | 0.18694 | 0.14239 | 0.00028006 | 95.0342 | 0.18691 | -106.5472 | 31.8047
56407 | WCCT3C | West County Energy Center | FL | 12099 | FRCC | Combined Cycle Gas | 493.5568 | 4.704 | 0.00060098 | 60.7867 | 0.0077662 | 2.5592 | 0.00060098 | 33.0659 | 0.007765 | -80.3747 | 26.6986
10190 | 1 | Castleton Power, LLC | NY | 36083 | NYUP | Combined Cycle Gas | 70.8851 | 0.49666 | 0.0006006 | 60.7734 | 0.073491 | 0.2801 | 0.0006006 | 34.2801 | 0.073506 | -73.7433 | 42.5375
55141 | CT1 | Hawk Road Energy Facility | GA | 13149 | SRSE | Simple Cycle Gas | 183.9067 | 0.90238 | 0.00060003 | 60.6972 | 0.04036 | 0.90877 | 0.00060003 | 61.1246 | 0.040358 | -84.9912 | 33.3577
3 | 7A | Barry | AL | 01097 | SRSE | Combined Cycle Gas | 427.0463 | 4.3229 | 0.00060002 | 60.6495 | 0.0084181 | 2.0271 | 0.00060002 | 28.4419 | 0.0084189 | -88.0103 | 31.0069
55197 | AA-001 | Caledonia | MS | 28087 | SRCE | Combined Cycle Gas | 293.2498 | 3.5869 | 0.00060003 | 60.6453 | 0.010145 | 0.93618 | 0.00060003 | 15.8316 | 0.010147 | -88.2717 | 33.6464
2511 | U00014 | E F Barrett | NY | 36059 | NYCW | Simple Cycle Gas | 20.6289 | 0.09365 | 0.00066756 | 60.5523 | 0.43163 | 0.071463 | 0.00066756 | 45.9823 | 0.42953 | -73.6486 | 40.6169
2511 | U00015 | E F Barrett | NY | 36059 | NYCW | Simple Cycle Gas | 20.6289 | 0.09365 | 0.00066756 | 60.5523 | 0.43163 | 0.071463 | 0.00066756 | 45.9823 | 0.42953 | -73.6486 | 40.6169
56407 | WCCT1B | West County Energy Center | FL | 12099 | FRCC | Combined Cycle Gas | 434.9135 | 4.7855 | 0.0006009 | 60.5196 | 0.0075993 | 2.6024 | 0.0006009 | 32.8868 | 0.0075937 | -80.3747 | 26.6986
55298 | 1A | Fairless Energy Center | PA | 42017 | PJME | Combined Cycle Gas | 336.5153 | 4.3922 | 0.00060003 | 60.4711 | 0.0082611 | 3.5627 | 0.00060003 | 49.0509 | 0.008261 | -74.7406 | 40.1464
7845 | LCC1 | Lagoon Creek | TN | 47075 | SRCE | Combined Cycle Gas | 368.4394 | 3.4567 | 0.00060003 | 60.4295 | 0.01049 | 0.9022 | 0.00060003 | 15.7727 | 0.01049 | -89.393 | 35.6499
55128 | T3 | Walton County Power | GA | 13297 | SRSE | Simple Cycle Gas | 178.1708 | 0.79215 | 0.00060003 | 60.3325 | 0.0457 | 0.79775 | 0.00060003 | 60.7569 | 0.045698 | -83.6969 | 33.8147
55039 | GT-1 | Rio Bravo Generating Station | NM | 35001 | SRSG | Simple Cycle Gas | 224.6819 | 0.97867 | 0.00063144 | 60.1427 | 0.038804 | 1.1629 | 0.00063144 | 71.4984 | 0.038824 | -106.644 | 35.026
1927 | 10 | Riverside (1927) | MN | 27053 | MISW | Combined Cycle Gas | 279.6115 | 1.5811 | 0.00060004 | 60.1426 | 0.022824 | 0.21437 | 0.00060004 | 8.1521 | 0.022818 | -93.2753 | 45.0203
3 | 6A | Barry | AL | 01097 | SRSE | Combined Cycle Gas | 441.3215 | 4.2991 | 0.00060003 | 60.0376 | 0.0083794 | 2.0159 | 0.00060003 | 28.1654 | 0.0083833 | -88.0103 | 31.0069
55524 | 6 | York Energy Center | PA | 42133 | PJME | Combined Cycle Gas | 442.9133 | 5.6422 | 0.00060042 | 60.0173 | 0.0063869 | 4.577 | 0.00060042 | 48.6901 | 0.0063873 | -76.3094 | 39.7374
56031 | CTG-2 | Fox Energy Center | WI | 55087 | MISW | Combined Cycle Gas | 379.6621 | 4.4068 | 0.00060002 | 60 | 0.0081695 | 0.51048 | 0.00060002 | 6.9515 | 0.0081709 | -88.2089 | 44.3204
56407 | WCCT3A | West County Energy Center | FL | 12099 | FRCC | Combined Cycle Gas | 483.9169 | 4.1792 | 0.00060107 | 59.9811 | 0.0086267 | 2.2812 | 0.00060107 | 32.7276 | 0.0086235 | -80.3747 | 26.6986
8906 | 51RH | Astoria Generating Station | NY | 36081 | NYCW | Boiler Gas | 750.4257 | 0.79475 | 0.00063915 | 59.9625 | 0.048222 | 0.82113 | 0.00063915 | 61.9461 | 0.048217 | -73.9122 | 40.7869
55401 | CT-4 | Rolling Hills Generating LLC | OH | 39163 | PJMW | Simple Cycle Gas | 194.3113 | 0.76454 | 0.00060003 | 59.7463 | 0.04689 | 0.79089 | 0.00060003 | 61.8054 | 0.04689 | -82.3328 | 39.0839
7302 | 2B | Hines Energy Complex | FL | 12105 | FRCC | Combined Cycle Gas | 185.7723 | 3.0035 | 0.00059839 | 59.728 | 0.0119 | 1.6347 | 0.00059839 | 32.5038 | 0.011898 | -81.8694 | 27.7886
55347 | 2 | Armstrong Power, LLC | PA | 42005 | PJMW | Simple Cycle Gas | 187.4742 | 1.134 | 0.00062446 | 59.7265 | 0.032889 | 1.2066 | 0.00062446 | 63.5855 | 0.032908 | -79.3503 | 40.6383
3648 | 3 | Gadsby | UT | 49035 | BASN | Boiler Gas | 86.8528 | 0.35996 | 0.00060013 | 59.7189 | 0.099565 | 2.1646 | 0.00060013 | 365.39 | 0.1013 | -111.9289 | 40.7686
1927 | 9 | Riverside (1927) | MN | 27053 | MISW | Combined Cycle Gas | 278.8951 | 1.6142 | 0.00060004 | 59.6958 | 0.022191 | 0.21823 | 0.00060004 | 8.087 | 0.022236 | -93.2753 | 45.0203
55364 | CT12 | Sugar Creek Generating Station | IN | 18167 | MISC | Combined Cycle Gas | 339.8252 | 3.7152 | 0.00060003 | 59.541 | 0.0096163 | 0.41811 | 0.00060003 | 6.5946 | 0.0094639 | -87.5103 | 39.3922
61966 | CT2 | Victoria Port Power II Peaking Facility | TX | 48469 | TRE | Simple Cycle Gas | 48.412 | 0.18289 | 0.0006001 | 59.5173 | 0.19529 | 0.19076 | 0.0006001 | 57.7298 | 0.1816 | -96.948 | 28.7065
55415 | GT201 | Vandolah Power Project | FL | 12049 | FRCC | Simple Cycle Gas | 217.2985 | 25.7878 | 0.013435 | 59.4156 | 0.030954 | 30.8894 | 0.013435 | 71.275 | 0.030999 | -81.9236 | 27.5242
667 | 1A | Northside | FL | 12031 | FRCC | Coal | 292.4106 | 139.2093 | 0.1571 | 59.4121 | 0.067047 | 159.6641 | 0.1571 | 68.3558 | 0.067257 | -81.5525 | 30.4172
54761 | 2 | Hermiston | OR | 41059 | NWPP | Combined Cycle Gas | 268.2435 | 2.4336 | 0.00060004 | 59.398 | 0.014645 | 2.2975 | 0.00060004 | 56.1212 | 0.014657 | -119.37 | 45.8042
61035 | 01 | Birdsboro Power | PA | 42011 | PJME | Combined Cycle Gas | 531.1537 | 5.8158 | 0.00060002 | 59.3334 | 0.0061214 | 4.7178 | 0.00060002 | 48.1258 | 0.0061208 | -75.8 | 40.2683
55415 | GT101 | Vandolah Power Project | FL | 12049 | FRCC | Simple Cycle Gas | 214.9647 | 30.294 | 0.016003 | 59.3236 | 0.031337 | 36.048 | 0.016003 | 70.5986 | 0.031341 | -81.9236 | 27.5242
55293 | CT-3 | Morgan Energy Center | AL | 01103 | SRCE | Combined Cycle Gas | 272.3598 | 3.9935 | 0.00060003 | 59.2429 | 0.0089014 | 1.0423 | 0.00060003 | 15.4436 | 0.0088908 | -87.0639 | 34.6397
3405 | JCC1 | John Sevier | TN | 47073 | SRCE | Combined Cycle Gas | 327.2386 | 3.1892 | 0.00060044 | 59.2395 | 0.011153 | 0.83238 | 0.00060044 | 15.4449 | 0.011141 | -82.9639 | 36.3767
3008 | 3 | Mooreland | OK | 40153 | SPPS | Boiler Gas | 163.5495 | 0.26645 | 0.00060021 | 59.224 | 0.13341 | 0.37158 | 0.00060021 | 82.4066 | 0.13311 | -99.2208 | 36.4375
1416 | 5A | Arsenal Hill Power Plant | LA | 22017 | SPPS | Boiler Gas | 109.0314 | 0.32166 | 0.00060014 | 59.0647 | 0.1102 | 0.43325 | 0.00060014 | 79.9691 | 0.11077 | -93.7611 | 32.5181
55297 | 002 | New Covert Generating Project | MI | 26159 | MISE | Combined Cycle Gas | 469.8629 | 5.2626 | 0.00060003 | 59.0197 | 0.0067292 | 1.2499 | 0.00060003 | 13.9518 | 0.0066975 | -86.2925 | 42.3231
7063 | **2 | McIntosh (7063) | AL | 01129 | SRSE | Simple Cycle Gas | 114.9655 | 0.54691 | 0.00060357 | 58.9747 | 0.065085 | 0.55045 | 0.00060357 | 59.2361 | 0.064953 | -88.0299 | 31.2546
55464 | CTG2 | Deer Park Energy Center | TX | 48201 | TRE | Combined Cycle Gas | 273.5781 | 4.1139 | 0.00060003 | 58.9618 | 0.0085998 | 2.1475 | 0.00060003 | 30.7738 | 0.0085985 | -95.1361 | 29.7153
55197 | AA-003 | Caledonia | MS | 28087 | SRCE | Combined Cycle Gas | 291.0457 | 3.5153 | 0.00060002 | 58.9076 | 0.010055 | 0.91751 | 0.00060002 | 15.3749 | 0.010055 | -88.2717 | 33.6464
55091 | STK6 | Midlothian Energy | TX | 48139 | TRE | Combined Cycle Gas | 320.0917 | 2.2704 | 0.00060003 | 58.871 | 0.015559 | 1.1851 | 0.00060003 | 30.7264 | 0.015557 | -97.0537 | 32.4302
55481 | 1 | Mesquite Generating Station | AZ | 04013 | SRSG | Combined Cycle Gas | 337.1622 | 3.6739 | 0.00060003 | 58.8706 | 0.0096149 | 1.0599 | 0.00060003 | 16.9842 | 0.0096148 | -112.8535 | 33.344
60464 | 101 | Tenaska Westmoreland Generating Station | PA | 42129 | PJMW | Combined Cycle Gas | 506.8147 | 7.2947 | 0.00060002 | 58.7389 | 0.0048315 | 6.5609 | 0.00060002 | 52.8308 | 0.0048315 | -79.7093 | 40.1801
2880 | CTG4 | Richland Peaking Station | OH | 39039 | PJMW | Simple Cycle Gas | 128.4811 | 0.41656 | 0.00060003 | 58.7251 | 0.08459 | 0.44669 | 0.00060003 | 62.9577 | 0.084571 | -84.3386 | 41.3033
55317 | 12 | Fore River Energy Center | MA | 25021 | ISNE | Combined Cycle Gas | 403.2679 | 4.0545 | 0.00061017 | 58.6669 | 0.008829 | 1.6021 | 0.00061017 | 23.1735 | 0.0088256 | -70.9653 | 42.2417
7897 | 1B | E B Harris Generating Plant | AL | 01001 | SRSE | Combined Cycle Gas | 363.3357 | 3.1649 | 0.00060003 | 58.6188 | 0.011114 | 1.4851 | 0.00060003 | 27.5625 | 0.011136 | -86.5736 | 32.3814
7897 | 1A | E B Harris Generating Plant | AL | 01001 | SRSE | Combined Cycle Gas | 356.0606 | 3.2799 | 0.00060003 | 58.5134 | 0.010704 | 1.5388 | 0.00060003 | 27.481 | 0.010716 | -86.5736 | 32.3814
55516 | CTG1 | Fayette Power Company LLC | PA | 42051 | PJMW | Combined Cycle Gas | 389.1351 | 5.3064 | 0.00060002 | 58.4872 | 0.0066135 | 4.7833 | 0.00060002 | 52.6855 | 0.0066089 | -79.9182 | 39.8592
55247 | CT1 | Darby Electric Generating Station | OH | 39129 | PJMW | Simple Cycle Gas | 93.3424 | 1.096 | 0.0026473 | 58.3445 | 0.14092 | 1.1822 | 0.0026473 | 62.9642 | 0.14099 | -83.1778 | 39.7139
4042 | 1 | Valley (WEPCO) | WI | 55079 | MISW | Boiler Gas | 73.243 | 0.54574 | 0.000596 | 58.3222 | 0.063693 | 0.37587 | 0.000596 | 40.1865 | 0.063722 | -87.9233 | 43.0303
7900 | SH5 | Sand Hill Energy Center | TX | 48453 | TRE | Combined Cycle Gas | 362.6046 | 2.9115 | 0.00060005 | 58.3168 | 0.012019 | 1.5198 | 0.00060005 | 30.4303 | 0.012015 | -97.6139 | 30.2091
609 | CCCT3B | Cape Canaveral | FL | 12009 | FRCC | Combined Cycle Gas | 427.0446 | 4.8147 | 0.0006012 | 58.3124 | 0.0072813 | 2.6178 | 0.0006012 | 31.6963 | 0.0072794 | -80.7654 | 28.4684
60464 | 102 | Tenaska Westmoreland Generating Station | PA | 42129 | PJMW | Combined Cycle Gas | 514.6815 | 7.2217 | 0.00060001 | 58.305 | 0.0048442 | 6.4971 | 0.00060001 | 52.4546 | 0.0048442 | -79.7093 | 40.1801
55415 | GT301 | Vandolah Power Project | FL | 12049 | FRCC | Simple Cycle Gas | 214.2099 | 24.2017 | 0.012566 | 58.2465 | 0.030243 | 29.144 | 0.012566 | 70.2344 | 0.030283 | -81.9236 | 27.5242
617 | PECT5B | Port Everglades | FL | 12011 | FRCC | Combined Cycle Gas | 413.209 | 4.6749 | 0.00060128 | 58.237 | 0.0074903 | 2.5419 | 0.00060128 | 31.6638 | 0.00749 | -80.1253 | 26.0856
675 | **8 | Charles Larsen Memorial Power Plant | FL | 12105 | FRCC | Combined Cycle Gas | 82.9073 | 0.67954 | 0.00067307 | 58.2192 | 0.057665 | 0.37587 | 0.00067307 | 32.2329 | 0.05772 | -81.9228 | 28.0797
50815 | ENG201 | Odyssey Energy Altura Cogen, LLC | TX | 48201 | TRE | Combined Cycle Gas | 107.907 | 1.6391 | 0.00060006 | 58.169 | 0.021294 | 0.85563 | 0.00060006 | 30.3575 | 0.02129 | -95.0177 | 29.8161
2511 | U00012 | E F Barrett | NY | 36059 | NYCW | Simple Cycle Gas | 21.0653 | 0.08685 | 0.00063982 | 57.9756 | 0.42711 | 0.064323 | 0.00063982 | 10.0533 | 0.1 | -73.6486 | 40.6169
2511 | U00013 | E F Barrett | NY | 36059 | NYCW | Simple Cycle Gas | 21.0653 | 0.08685 | 0.00063982 | 57.9756 | 0.42711 | 0.064323 | 0.00063982 | 42.8113 | 0.42584 | -73.6486 | 40.6169
2964 | 8004 | Southwestern | OK | 40015 | SPPS | Simple Cycle Gas | 86.2224 | 0.3266 | 0.00059622 | 57.9635 | 0.10581 | 0.34561 | 0.00059622 | 61.3587 | 0.10585 | -98.3524 | 35.1009
55364 | CT11 | Sugar Creek Generating Station | IN | 18167 | MISC | Combined Cycle Gas | 339.5539 | 3.6916 | 0.00060003 | 57.8449 | 0.0094021 | 0.42195 | 0.00060003 | 6.5899 | 0.0093712 | -87.5103 | 39.3922
7897 | 2A | E B Harris Generating Plant | AL | 01001 | SRSE | Combined Cycle Gas | 362.2932 | 3.8552 | 0.00060003 | 57.8187 | 0.008999 | 1.808 | 0.00060003 | 27.153 | 0.0090112 | -86.5736 | 32.3814
55801 | 0002 | Marcus Hook Energy, LP | PA | 42045 | PJME | Combined Cycle Gas | 329.9031 | 3.4063 | 0.00060003 | 57.7192 | 0.010167 | 2.7627 | 0.00060003 | 46.8119 | 0.010167 | -75.4225 | 39.8083
55358 | CT2 | Cottonwood Energy Project | TX | 48351 | MISS | Combined Cycle Gas | 353.7441 | 3.2543 | 0.00060019 | 57.7172 | 0.010645 | 1.6793 | 0.00060019 | 29.8012 | 0.010651 | -93.7353 | 30.2588
3405 | JCC3 | John Sevier | TN | 47073 | SRCE | Combined Cycle Gas | 325.2183 | 3.1006 | 0.0006002 | 57.7154 | 0.011172 | 0.80923 | 0.0006002 | 15.0379 | 0.011153 | -82.9639 | 36.3767
990 | GT5 | IPL - Harding Street Station (EW Stout) | IN | 18097 | MISC | Simple Cycle Gas | 86.7201 | 0.23742 | 0.00063993 | 57.5046 | 0.15499 | 0.25654 | 0.00063993 | 62.1446 | 0.15502 | -86.1975 | 39.7119
617 | PECT5A | Port Everglades | FL | 12011 | FRCC | Combined Cycle Gas | 417.8904 | 4.6449 | 0.00060012 | 57.5028 | 0.0074293 | 2.5256 | 0.00060012 | 31.264 | 0.0074289 | -80.1253 | 26.0856
55343 | CTG1 | Luna Energy Facility | NM | 35029 | SRSG | Combined Cycle Gas | 350.1351 | 3.4242 | 0.00060003 | 57.4985 | 0.010076 | 0.98916 | 0.00060003 | 16.6102 | 0.010076 | -107.78 | 32.2983
2411 | 7 | Sewaren Generating Station | NJ | 34023 | PJME | Combined Cycle Gas | 561.8742 | 5.5389 | 0.00060038 | 57.4687 | 0.0062293 | 14.9651 | 0.002 | 74.8254 | 0.01 | -74.2461 | 40.5564
55418 | CT-1 | Hot Spring Energy Facility | AR | 05059 | MISS | Combined Cycle Gas | 362.0505 | 3.7003 | 0.00060003 | 57.4633 | 0.0093179 | 1.9094 | 0.00060003 | 29.6748 | 0.0093253 | -92.8683 | 34.2963
2504 | 120 | 74th Street | NY | 36061 | NYCW | Boiler Gas | 65.3094 | 17.1486 | 0.030731 | 57.3914 | 0.10285 | 17.7067 | 0.030731 | 59.2656 | 0.10286 | -73.9515 | 40.768
55178 | CT-1 | Dogwood Energy Facility | MO | 29037 | SPPC | Combined Cycle Gas | 330.5264 | 2.08 | 0.00060003 | 57.3574 | 0.016546 | 0.55956 | 0.00060003 | 15.4243 | 0.01654 | -94.3006 | 38.7931
55087 | CC1 | Zeeland Generating Station | MI | 26139 | MISE | Simple Cycle Gas | 172.7364 | 1.0894 | 0.00060003 | 57.3046 | 0.031563 | 1.1751 | 0.00060003 | 61.8125 | 0.031563 | -85.9988 | 42.82
6223 | 2 | Empire District Elec Co Energy Ctr | MO | 29097 | SPPC | Simple Cycle Gas | 85.4026 | 0.40974 | 0.0010815 | 57.2368 | 0.15107 | 0.44446 | 0.0010815 | 62.1777 | 0.1513 | -94.1041 | 37.1385
59906 | 201 | Moxie Freedom Generation Plant | PA | 42079 | PJME | Combined Cycle Gas | 562.5376 | 5.6912 | 0.00060001 | 57.1051 | 0.0060205 | 4.6163 | 0.00060001 | 46.3187 | 0.0060204 | -76.16 | 41.1117
62192 | 12 | Blue Water Energy Center | MI | 26147 | MISE | Combined Cycle Gas | 693.9892 | 4.7381 | 0.00060002 | 57.0996 | 0.0072308 | 1.2295 | 0.00060002 | 14.8223 | 0.0072333 | -82.4813 | 42.7763
55172 | GT-1 | Bosque County Power Plant | TX | 48035 | TRE | Combined Cycle Gas | 314.5625 | 3.4566 | 0.00060003 | 56.9854 | 0.009892 | 1.8044 | 0.00060003 | 29.7433 | 0.0098908 | -97.3586 | 31.8594
55144 | STK3 | Hays Energy Facility | TX | 48209 | TRE | Combined Cycle Gas | 289.3229 | 2.362 | 0.00060003 | 56.8794 | 0.01445 | 1.2329 | 0.00060003 | 29.6872 | 0.014448 | -97.9894 | 29.7806
55514 | CTG02 | Apex Generating Station | NV | 32003 | BASN | Combined Cycle Gas | 344.5373 | 2.8061 | 0.00059997 | 56.8773 | 0.012161 | 1.7005 | 0.00059997 | 34.405 | 0.012139 | -114.9622 | 36.4178
56328 | 3 | Harry D. Mattison Power Plant | AR | 05143 | SPPS | Simple Cycle Gas | 91.3213 | 0.1629 | 0.00058655 | 56.8654 | 0.20475 | 0.17524 | 0.00058655 | 61.4905 | 0.20582 | -94.2841 | 36.1855
55348 | 4 | Troy Energy, LLC | OH | 39173 | PJMW | Simple Cycle Gas | 188.5242 | 0.9602 | 0.00060473 | 56.7763 | 0.035757 | 1.0339 | 0.00060473 | 61.1996 | 0.035796 | -83.4616 | 41.4774
55710 | 4 | Springdale Generating Station (55710) | PA | 42003 | PJMW | Combined Cycle Gas | 218.8036 | 4.2636 | 0.00060003 | 56.7568 | 0.0079876 | 3.8423 | 0.00060003 | 51.149 | 0.0079876 | -79.7669 | 40.5456
990 | GT4 | IPL - Harding Street Station (EW Stout) | IN | 18097 | MISC | Simple Cycle Gas | 87.732 | 0.3694 | 0.0010262 | 56.7381 | 0.15762 | 0.39907 | 0.0010262 | 61.3325 | 0.15771 | -86.1975 | 39.7119
8906 | 32SH | Astoria Generating Station | NY | 36081 | NYCW | Boiler Gas | 731.4984 | 0.73659 | 0.00062648 | 56.664 | 0.048193 | 0.76104 | 0.00062648 | 58.4851 | 0.048144 | -73.9122 | 40.7869
2951 | 9 | Horseshoe Lake | OK | 40109 | SPPS | Simple Cycle Gas | 56.6984 | 0.34166 | 0.00060008 | 56.6074 | 0.099423 | 0.38495 | 0.00060008 | 63.7667 | 0.099404 | -97.1789 | 35.5089
3464 | GBY83 | Greens Bayou | TX | 48201 | TRE | Simple Cycle Gas | 69.1021 | 0 | 0 | 56.6048 | 0.19547 | 0 | 0 | 63.9152 | 0.19535 | -95.2194 | 29.8208
55710 | 3 | Springdale Generating Station (55710) | PA | 42003 | PJMW | Combined Cycle Gas | 224.0624 | 4.2139 | 0.00060003 | 56.5641 | 0.0080544 | 3.7977 | 0.00060003 | 50.9779 | 0.0080544 | -79.7669 | 40.5456
55358 | CT1 | Cottonwood Energy Project | TX | 48351 | MISS | Combined Cycle Gas | 354.595 | 3.8927 | 0.00060049 | 56.5541 | 0.008724 | 2.0084 | 0.00060049 | 29.2036 | 0.0087316 | -93.7353 | 30.2588
7710 | 2A | Plant H. Allen Franklin | AL | 01081 | SRSE | Combined Cycle Gas | 366.798 | 4.1333 | 0.00060003 | 56.5388 | 0.0082077 | 1.9386 | 0.00060003 | 26.5219 | 0.0082091 | -85.0961 | 32.6094
55481 | 5 | Mesquite Generating Station | AZ | 04013 | SRSG | Combined Cycle Gas | 335.1402 | 4.2104 | 0.00060003 | 56.4867 | 0.0080499 | 1.2162 | 0.00060003 | 16.316 | 0.0080499 | -112.8535 | 33.344
7897 | 2B | E B Harris Generating Plant | AL | 01001 | SRSE | Combined Cycle Gas | 359.7046 | 3.891 | 0.00060003 | 56.4634 | 0.0087072 | 1.8248 | 0.00060003 | 26.4841 | 0.0087086 | -86.5736 | 32.3814
60357 | 2 | Lackawanna Energy Center | PA | 42069 | PJME | Combined Cycle Gas | 506.9163 | 6.6628 | 0.00060002 | 56.4462 | 0.0050833 | 5.4049 | 0.00060002 | 45.7878 | 0.0050831 | -76.5436 | 41.4711
546 | 6 | Montville | CT | 09011 | ISNE | Oil | 355.1975 | 108.936 | 0.29816 | 56.4143 | 0.1544 | 0 |  | 0 |  | -72.1019 | 41.4281
3464 | GBY81 | Greens Bayou | TX | 48201 | TRE | Simple Cycle Gas | 65.1435 | 0 | 0 | 56.3119 | 0.20246 | 0 | 0 | 63.1488 | 0.2023 | -95.2194 | 29.8208
55317 | 11 | Fore River Energy Center | MA | 25021 | ISNE | Combined Cycle Gas | 418.3331 | 3.7288 | 0.00061657 | 56.2546 | 0.0093018 | 1.4732 | 0.00061657 | 22.1019 | 0.0092504 | -70.9653 | 42.2417
55178 | CT-2 | Dogwood Energy Facility | MO | 29037 | SPPC | Combined Cycle Gas | 331.8828 | 2.0105 | 0.00060003 | 56.1977 | 0.016772 | 0.54086 | 0.00060003 | 15.1158 | 0.016769 | -94.3006 | 38.7931
55700 | CTG1 | Mint Farm Generating Station | WA | 53015 | NWPP | Combined Cycle Gas | 324.0828 | 7.9473 | 0.001301 | 56.1468 | 0.0091911 | 7.5024 | 0.001301 | 52.9835 | 0.0091877 | -122.9842 | 46.1403
55231 | 0002 | Liberty Electric Power Plant | PA | 42045 | PJME | Combined Cycle Gas | 212.9408 | 3.9743 | 0.00060003 | 56.1333 | 0.0084749 | 3.2099 | 0.00060003 | 45.8411 | 0.0085691 | -75.3361 | 39.8622
2454 | 123T | Cunningham | NM | 35025 | SPPS | Simple Cycle Gas | 106.4551 | 0.58389 | 0.00060006 | 56.1178 | 0.057672 | 0.62932 | 0.00060006 | 60.4976 | 0.057684 | -103.3533 | 32.7131
55835 | 1 | Rocky Mountain Energy Center | CO | 08123 | RMRG | Combined Cycle Gas | 296.1776 | 3.3999 | 0.00060003 | 55.9411 | 0.0098729 | 1.6776 | 0.00060003 | 27.6036 | 0.0098732 | -104.5947 | 40.0911
7063 | **3 | McIntosh (7063) | AL | 01129 | SRSE | Simple Cycle Gas | 112.6324 | 0.56397 | 0.00060302 | 55.9103 | 0.059782 | 0.56734 | 0.00060302 | 56.1384 | 0.059669 | -88.0299 | 31.2546
59764 | 02 | Oregon Clean Energy Center | OH | 39095 | PJMW | Combined Cycle Gas | 488.3054 | 5.8129 | 0.00060002 | 55.8791 | 0.0057679 | 5.242 | 0.00060002 | 50.3883 | 0.0057676 | -83.4437 | 41.6679
619 | RBCT5B | Riviera Beach Energy Center | FL | 12099 | FRCC | Combined Cycle Gas | 438.4723 | 4.2926 | 0.00060185 | 55.8119 | 0.0078251 | 2.3327 | 0.00060185 | 30.3249 | 0.0078239 | -80.0521 | 26.7639
55347 | 1 | Armstrong Power, LLC | PA | 42005 | PJMW | Simple Cycle Gas | 190.4656 | 1.035 | 0.00060876 | 55.7921 | 0.032816 | 1.1045 | 0.00060876 | 59.5652 | 0.032829 | -79.3503 | 40.6383
3464 | GBY84 | Greens Bayou | TX | 48201 | TRE | Simple Cycle Gas | 68.235 | 0 | 0 | 55.7419 | 0.20539 | 0 | 0 | 62.4263 | 0.20534 | -95.2194 | 29.8208
2092 | 3 | Ralph Green Station | MO | 29037 | SPPC | Simple Cycle Gas | 51.2912 | 0.17944 | 0.00060008 | 55.7164 | 0.18633 | 0.18696 | 0.00060008 | 79.4468 | 0.255 | -94.2768 | 38.7865
59764 | 01 | Oregon Clean Energy Center | OH | 39095 | PJMW | Combined Cycle Gas | 490.8224 | 5.8074 | 0.00060002 | 55.6231 | 0.005747 | 5.2401 | 0.00060002 | 50.1906 | 0.005747 | -83.4437 | 41.6679
57794 | CTG01B | St. Joseph Energy Center LLC | IN | 18141 | PJMW | Combined Cycle Gas | 377.7117 | 5.1306 | 0.00060002 | 55.3089 | 0.0064684 | 4.6298 | 0.00060002 | 49.9098 | 0.0064683 | -86.2962 | 41.6552
880067 | BLR15 | Wood River Refinery | IL | 17119 | CONUS | Industrial | 34.0469 | 0 | 0 | 55.2997 | 0.057069 | 0 | 0 | 55.2761 | 0.057044 | -90.0675 | 38.8375
55340 | 2 | Dell Power Plant | AR | 05093 | SPPS | Combined Cycle Gas | 467.5128 | 3.3972 | 0.00060306 | 55.2811 | 0.0098135 | 0.34991 | 0.00060306 | 5.6905 | 0.0098075 | -90.0253 | 35.8619
52019 | CT3 | Doswell Limited Partnership | VA | 51085 | PJMD | Simple Cycle Gas | 167.036 | 0.92239 | 0.00060003 | 55.2251 | 0.035925 | 0.98076 | 0.00060003 | 58.7375 | 0.035936 | -77.4431 | 37.8138
55123 | CTG-1 | Magic Valley Generating Station | TX | 48215 | TRE | Combined Cycle Gas | 391.2994 | 2.061 | 0.00060003 | 55.1909 | 0.016068 | 1.0758 | 0.00060003 | 28.7789 | 0.016052 | -98.19 | 26.3403
62192 | 11 | Blue Water Energy Center | MI | 26147 | MISE | Combined Cycle Gas | 691.8504 | 4.6247 | 0.00060001 | 55.1476 | 0.0071549 | 1.2084 | 0.00060001 | 14.3734 | 0.007137 | -82.4813 | 42.7763
7873 | CT2B | Bayside Power Station | FL | 12057 | FRCC | Combined Cycle Gas | 169.1533 | 2.6613 | 0.00060004 | 55.1101 | 0.012425 | 1.4457 | 0.00060004 | 29.9317 | 0.012423 | -82.4231 | 27.9072
50815 | ENG401 | Odyssey Energy Altura Cogen, LLC | TX | 48201 | TRE | Combined Cycle Gas | 99.8924 | 1.7027 | 0.00060007 | 55.0298 | 0.019393 | 0.88883 | 0.00060007 | 28.6813 | 0.019363 | -95.0177 | 29.8161
3148 | 4 | Martins Creek, LLC | PA | 42095 | PJME | Oil | 810.8505 | 16.5237 | 0.02467 | 55.0236 | 0.08215 | 2.1434 | 0.02467 | 7.069 | 0.081362 | -75.107 | 40.796
3464 | GBY73 | Greens Bayou | TX | 48201 | TRE | Simple Cycle Gas | 67.7964 | 0 | 0 | 54.9422 | 0.19905 | 0 | 0 | 61.7178 | 0.19895 | -95.2194 | 29.8208
55116 | CT5 | Rockingham County Combustion Turbine | NC | 37157 | SRCA | Simple Cycle Gas | 180.0157 | 0.65984 | 0.00058553 | 54.9055 | 0.048722 | 0.68865 | 0.00058553 | 57.2794 | 0.048702 | -79.8297 | 36.3297
57794 | CTG01A | St. Joseph Energy Center LLC | IN | 18141 | PJMW | Combined Cycle Gas | 376.8662 | 5.1667 | 0.00060002 | 54.9041 | 0.0063761 | 4.6622 | 0.00060002 | 49.542 | 0.0063761 | -86.2962 | 41.6552
60368 | CT3 | Hummel Station | PA | 42109 | PJME | Combined Cycle Gas | 366.7074 | 5.4523 | 0.00060002 | 54.7963 | 0.0060303 | 4.4425 | 0.00060002 | 44.6478 | 0.0060303 | -76.825 | 40.8361
7710 | 3B | Plant H. Allen Franklin | AL | 01081 | SRSE | Combined Cycle Gas | 358.1756 | 3.4753 | 0.00060003 | 54.711 | 0.0094462 | 1.6302 | 0.00060003 | 25.5544 | 0.0094056 | -85.0961 | 32.6094
55463 | CT-01 | Redbud Power Plant | OK | 40109 | SPPS | Combined Cycle Gas | 365.2327 | 2.4202 | 0.00060003 | 54.538 | 0.013522 | 0.24952 | 0.00060003 | 5.6221 | 0.01352 | -97.2242 | 35.6853
55481 | 2 | Mesquite Generating Station | AZ | 04013 | SRSG | Combined Cycle Gas | 333.7429 | 3.507 | 0.00060003 | 54.4787 | 0.0093209 | 1.0116 | 0.00060003 | 15.7142 | 0.0093212 | -112.8535 | 33.344
141 | 1 | Agua Fria Generating Station | AZ | 04013 | SRSG | Boiler Gas | 127.8108 | 0.14332 | 0.0006001 | 54.4324 | 0.22792 | 0.19864 | 0.0006001 | 75.4234 | 0.22785 | -112.2161 | 33.5542
60368 | CT2 | Hummel Station | PA | 42109 | PJME | Combined Cycle Gas | 366.6074 | 5.3801 | 0.00060002 | 54.4268 | 0.00607 | 4.3645 | 0.00060002 | 44.1524 | 0.00607 | -76.825 | 40.8361
2292 | 2 | Sarpy County Station | NE | 31153 | SPPN | Simple Cycle Gas | 61.7128 | 0.13228 | 0.00061433 | 54.2141 | 0.25179 | 0.14313 | 0.00061433 | 58.6109 | 0.25157 | -95.9692 | 41.1706
55231 | 0001 | Liberty Electric Power Plant | PA | 42045 | PJME | Combined Cycle Gas | 209.4096 | 3.9086 | 0.00060003 | 54.1559 | 0.0083136 | 3.1546 | 0.00060003 | 44.2022 | 0.0084076 | -75.3361 | 39.8622
8906 | 31RH | Astoria Generating Station | NY | 36081 | NYCW | Boiler Gas | 699.766 | 0.76831 | 0.0006251 | 54.1555 | 0.044061 | 0.79382 | 0.0006251 | 55.926 | 0.04404 | -73.9122 | 40.7869
60368 | CT1 | Hummel Station | PA | 42109 | PJME | Combined Cycle Gas | 367.424 | 5.3623 | 0.00060002 | 54.0356 | 0.0060464 | 4.35 | 0.00060002 | 43.8348 | 0.0060464 | -76.825 | 40.8361
469 | 6 | Cherokee | CO | 08001 | RMRG | Combined Cycle Gas | 335.0914 | 2.1969 | 0.0005933 | 54.0073 | 0.014585 | 1.0738 | 0.0005933 | 26.2591 | 0.014509 | -104.9458 | 39.8034
54844 | 2 | Gordonsville Power Station | VA | 51109 | PJMD | Combined Cycle Gas | 182.9453 | 2.654 | 0.0013527 | 53.9507 | 0.027497 | 1.9268 | 0.0013527 | 39.1644 | 0.027495 | -78.2036 | 38.1242
7063 | **4 | McIntosh (7063) | AL | 01129 | SRSE | Simple Cycle Gas | 163.9053 | 0.85993 | 0.00060002 | 53.9502 | 0.037644 | 0.85852 | 0.00060002 | 53.8255 | 0.037619 | -88.0299 | 31.2546
54547 | 1 | Independence | NY | 36075 | NYUP | Combined Cycle Gas | 301.0328 | 2.1621 | 0.00060003 | 53.933 | 0.014968 | 1.2194 | 0.00060003 | 30.4412 | 0.014979 | -76.4508 | 43.495
55247 | CT3 | Darby Electric Generating Station | OH | 39129 | PJMW | Simple Cycle Gas | 91.6967 | 1.2179 | 0.0032987 | 53.8605 | 0.14588 | 1.3048 | 0.0032987 | 57.6636 | 0.14578 | -83.1778 | 39.7139
56940 | 1 | Valley Energy Center | NY | 36071 | NYUP | Combined Cycle Gas | 394.751 | 5.0765 | 0.00060002 | 53.7794 | 0.0063565 | 2.863 | 0.00060002 | 30.3282 | 0.0063562 | -74.435 | 41.413
880023 | K3 | Kneeland Station | MA | 25025 | CONUS | Industrial | 48.5468 | 0 | 0 | 53.7781 | 0.17614 | 0 | 0 | 53.7576 | 0.17607 | -71.0583 | 42.35
55218 | H01 | Hinds Energy Facility | MS | 28049 | MISS | Combined Cycle Gas | 257.8242 | 3.17 | 0.00060003 | 53.7192 | 0.010168 | 1.6357 | 0.00060003 | 27.7177 | 0.010167 | -90.2169 | 32.3781
4014 | 2 | Wheaton Generating Plant | WI | 55017 | MISW | Simple Cycle Gas | 61.4288 | 0.10811 | 0.00059344 | 53.6916 | 0.29472 | 0.11731 | 0.00059344 | 57.7035 | 0.2919 | -91.5159 | 44.8847
59773 | 1 | Carroll County Energy | OH | 39019 | PJMW | Combined Cycle Gas | 377.2884 | 5.8933 | 0.00060002 | 53.6193 | 0.0054592 | 5.3176 | 0.00060002 | 48.3871 | 0.0054598 | -81.0592 | 40.6048
1416 | CTG-6B | Arsenal Hill Power Plant | LA | 22017 | SPPS | Combined Cycle Gas | 340.4532 | 3.2184 | 0.00060003 | 53.5906 | 0.0099914 | 0.33179 | 0.00060003 | 5.5258 | 0.0099932 | -93.7611 | 32.5181
59773 | 2 | Carroll County Energy | OH | 39019 | PJMW | Combined Cycle Gas | 376.1401 | 5.8585 | 0.00060002 | 53.5822 | 0.0054879 | 5.286 | 0.00060002 | 48.3487 | 0.0054881 | -81.0592 | 40.6048
54785 | 25 | Grays Ferry Cogen Partnership | PA | 42101 | PJME | Boiler Gas | 79.9248 | 0.61109 | 0.00060091 | 53.5457 | 0.052654 | 0.65838 | 0.00060091 | 57.721 | 0.052683 | -75.1883 | 39.9417
55298 | 2A | Fairless Energy Center | PA | 42017 | PJME | Combined Cycle Gas | 355.0507 | 3.9641 | 0.00060003 | 53.4985 | 0.0080977 | 3.2154 | 0.00060003 | 43.3932 | 0.0080976 | -74.7406 | 40.1464
7946 | CT9A | Wansley (7946) | GA | 13149 | SRSE | Combined Cycle Gas | 202.9966 | 2.5315 | 0.00060003 | 53.4948 | 0.012679 | 1.1873 | 0.00060003 | 25.0846 | 0.012677 | -85.0399 | 33.4082
59812 | CGT5 | Wolf Hollow II | TX | 48221 | TRE | Combined Cycle Gas | 588.3999 | 6.2607 | 0.00060001 | 53.3895 | 0.0051168 | 3.2681 | 0.00060001 | 27.8701 | 0.0051169 | -97.7351 | 32.3402
55347 | 4 | Armstrong Power, LLC | PA | 42005 | PJMW | Simple Cycle Gas | 185.8502 | 1.0351 | 0.00062572 | 53.3391 | 0.032243 | 1.111 | 0.00062572 | 57.2899 | 0.032266 | -79.3503 | 40.6383
54547 | 2 | Independence | NY | 36075 | NYUP | Combined Cycle Gas | 299.0445 | 2.2872 | 0.00060003 | 53.2883 | 0.01398 | 1.29 | 0.00060003 | 30.0876 | 0.013995 | -76.4508 | 43.495
55516 | CTG2 | Fayette Power Company LLC | PA | 42051 | PJMW | Combined Cycle Gas | 395.5462 | 5.1834 | 0.00060002 | 53.2838 | 0.0061681 | 4.6726 | 0.00060002 | 48.0096 | 0.006165 | -79.9182 | 39.8592
55463 | CT-02 | Redbud Power Plant | OK | 40109 | SPPS | Combined Cycle Gas | 376.6425 | 2.2912 | 0.00060003 | 53.2482 | 0.013945 | 0.23624 | 0.00060003 | 5.4886 | 0.01394 | -97.2242 | 35.6853
7238 | 2 | Cane Island | FL | 12097 | FRCC | Combined Cycle Gas | 130.4631 | 1.0882 | 0.00060007 | 53.1825 | 0.029328 | 0.59508 | 0.00060007 | 29.0685 | 0.029312 | -81.533 | 28.2764
880042 | P011 | AK Steel Corporation - Middletown | OH | 39017 | CONUS | EGU-Other | 24.1876 | 0 | 0 | 53.1477 | 0.29839 | 0 | 0 | 56.4336 | 0.29839 | -84.3901 | 39.4968
56407 | WCCT1A | West County Energy Center | FL | 12099 | FRCC | Combined Cycle Gas | 439.1838 | 4.2405 | 0.0006007 | 53.1262 | 0.0075257 | 2.3122 | 0.0006007 | 28.9617 | 0.0075242 | -80.3747 | 26.6986
55524 | 5 | York Energy Center | PA | 42133 | PJME | Combined Cycle Gas | 442.3393 | 5.6384 | 0.00060111 | 53.0878 | 0.0056597 | 4.574 | 0.00060111 | 43.0644 | 0.0056595 | -76.3094 | 39.7374
55738 | 2 | Buchanan Units 1 & 2 | VA | 51027 | PJMW | Simple Cycle Gas | 47.507 | 0.42645 | 0.00060011 | 52.991 | 0.07457 | 0 |  | 0 |  | -81.9619 | 37.1731
55269 | AA-003 | Southaven Combined Cycle | MS | 28033 | SRCE | Combined Cycle Gas | 299.5354 | 2.7198 | 0.00060003 | 52.9794 | 0.011688 | 0.70988 | 0.00060003 | 13.8288 | 0.011689 | -90.039 | 34.9939
2104 | 4 | Meramec | MO | 29189 | MISC | Coal | 373.7715 | 206.4299 | 0.47003 | 52.9792 | 0.12063 | 0 |  | 0 |  | -90.3358 | 38.4017
1416 | CTG-6A | Arsenal Hill Power Plant | LA | 22017 | SPPS | Combined Cycle Gas | 338.3892 | 3.2941 | 0.00060003 | 52.8458 | 0.009626 | 0.33959 | 0.00060003 | 5.4534 | 0.0096358 | -93.7611 | 32.5181
59220 | CT1 | Wildcat Point Generation Facility | MD | 24015 | PJME | Combined Cycle Gas | 505.7328 | 4.1295 | 0.00060002 | 52.7645 | 0.0076667 | 3.3494 | 0.00060002 | 42.8046 | 0.0076682 | -76.1606 | 39.7183
2504 | 121 | 74th Street | NY | 36061 | NYCW | Boiler Gas | 71.6212 | 22.2317 | 0.037746 | 52.7639 | 0.089584 | 22.9552 | 0.037746 | 54.4424 | 0.089521 | -73.9515 | 40.768
55015 | 4 | Sweeny Cogeneration Facility | TX | 48039 | TRE | Simple Cycle Gas | 183.6822 | 2.7201 | 0.00054338 | 52.6692 | 0.010522 | 2.3349 | 0.00054338 | 44.9093 | 0.010452 | -95.745 | 29.0728
56234 | 0001 | Caithness Long Island Energy Center | NY | 36103 | NYCW | Combined Cycle Gas | 414.3097 | 4.6434 | 0.00060177 | 52.6246 | 0.00682 | 2.6201 | 0.00060177 | 29.7037 | 0.0068222 | -72.9403 | 40.8142
6073 | 3B | Daniel Electric Generating Plant | MS | 28059 | SRSE | Combined Cycle Gas | 316.6149 | 4.0025 | 0.00060003 | 52.6106 | 0.0078871 | 1.8769 | 0.00060003 | 24.6691 | 0.0078867 | -88.5574 | 30.5335
7710 | 3A | Plant H. Allen Franklin | AL | 01081 | SRSE | Combined Cycle Gas | 355.6413 | 3.4439 | 0.00060003 | 52.5765 | 0.0091602 | 1.6156 | 0.00060003 | 24.6055 | 0.0091383 | -85.0961 | 32.6094
2500 | 10 | Ravenswood Generating Station | NY | 36081 | NYCW | Boiler Gas | 388.4365 | 11.5486 | 0.014971 | 52.5647 | 0.068141 | 11.9404 | 0.014971 | 54.0965 | 0.067825 | -73.9451 | 40.7585
619 | RBCT5C | Riviera Beach Energy Center | FL | 12099 | FRCC | Combined Cycle Gas | 416.4149 | 3.8099 | 0.00060199 | 52.5531 | 0.0083036 | 2.0822 | 0.00060199 | 28.7097 | 0.0083002 | -80.0521 | 26.7639
55091 | STK3 | Midlothian Energy | TX | 48139 | TRE | Combined Cycle Gas | 289.2792 | 1.9351 | 0.00060003 | 52.5241 | 0.016286 | 1.0101 | 0.00060003 | 27.4146 | 0.016285 | -97.0537 | 32.4302
1912 | 7 | High Bridge | MN | 27123 | MISW | Combined Cycle Gas | 308.1885 | 2.2436 | 0.00060003 | 52.4971 | 0.01404 | 0.30506 | 0.00060003 | 7.1371 | 0.014038 | -93.1075 | 44.9331
58001 | CTG1 | Temple Power Station | TX | 48027 | TRE | Combined Cycle Gas | 378.8401 | 4.4393 | 0.00060003 | 52.4405 | 0.007088 | 2.3173 | 0.00060003 | 27.3735 | 0.0070878 | -97.3169 | 31.0541
59220 | CT2 | Wildcat Point Generation Facility | MD | 24015 | PJME | Combined Cycle Gas | 541.2048 | 4.1493 | 0.00060003 | 52.3135 | 0.0075651 | 3.3654 | 0.00060003 | 42.4482 | 0.0075682 | -76.1606 | 39.7183
54556 | B06 | Ingredion Incorporated Argo Plant | IL | 17031 | CONUS | Industrial | 43.2967 | 0 | 0 | 52.303 | 0.05668 | 0 | 0 | 52.324 | 0.056694 | -87.8233 | 41.7775
6071 | 5 | Trimble County | KY | 21223 | SRCE | Simple Cycle Gas | 184.3225 | 0.95619 | 0.00060003 | 52.278 | 0.032806 | 1.0355 | 0.00060003 | 56.6222 | 0.032809 | -85.4117 | 38.5847
7296 | 2-1 | State Line (MO) | MO | 29097 | SPPC | Combined Cycle Gas | 303.8254 | 2.3205 | 0.00060004 | 52.274 | 0.013517 | 0.6242 | 0.00060004 | 14.061 | 0.013517 | -94.614 | 37.0659
55297 | 003 | New Covert Generating Project | MI | 26159 | MISE | Combined Cycle Gas | 492.8643 | 4.6959 | 0.00060002 | 52.2059 | 0.0066707 | 1.1726 | 0.00060002 | 12.97 | 0.006637 | -86.2925 | 42.3231
7302 | 3A | Hines Energy Complex | FL | 12105 | FRCC | Combined Cycle Gas | 195.8713 | 3.4405 | 0.00060286 | 52.1953 | 0.0091459 | 1.872 | 0.00060286 | 28.3954 | 0.0091443 | -81.8694 | 27.7886
2951 | 10 | Horseshoe Lake | OK | 40109 | SPPS | Simple Cycle Gas | 55.5606 | 0.33174 | 0.00060014 | 52.1603 | 0.094361 | 0.36385 | 0.00060014 | 57.2113 | 0.094367 | -97.1789 | 35.5089
58260 | 1B | Brunswick County Power Station | VA | 51025 | PJMD | Combined Cycle Gas | 490.2517 | 5.1163 | 0.00060002 | 52.0253 | 0.0061014 | 3.7144 | 0.00060002 | 37.7625 | 0.0061001 | -77.7128 | 36.7645
7805 | 9 | Richmond County Plant | NC | 37153 | SRCA | Combined Cycle Gas | 353.8312 | 4.5881 | 0.00055517 | 51.9821 | 0.0062899 | 1.0048 | 0.00055517 | 11.3841 | 0.0062898 | -79.7402 | 34.8388
55298 | 2B | Fairless Energy Center | PA | 42017 | PJME | Combined Cycle Gas | 348.7956 | 4.0943 | 0.00060003 | 51.9603 | 0.0076148 | 3.321 | 0.00060003 | 42.1526 | 0.0076159 | -74.7406 | 40.1464
55939 | 1A | Warren County Power Station | VA | 51187 | PJMD | Combined Cycle Gas | 498.603 | 5.4597 | 0.00060002 | 51.9558 | 0.0057099 | 3.9638 | 0.00060002 | 37.7161 | 0.0057093 | -78.1779 | 38.9699
55124 | P1 | Griffith Energy Project | AZ | 04015 | SRSG | Combined Cycle Gas | 354.9458 | 3.2921 | 0.00060003 | 51.9441 | 0.0094675 | 0.95016 | 0.00060003 | 14.9876 | 0.0094648 | -114.1334 | 35.0517
56940 | 2 | Valley Energy Center | NY | 36071 | NYUP | Combined Cycle Gas | 396.9614 | 4.9456 | 0.00060002 | 51.9129 | 0.0062983 | 2.7892 | 0.00060002 | 29.2752 | 0.0062979 | -74.435 | 41.413
59812 | CGT4 | Wolf Hollow II | TX | 48221 | TRE | Combined Cycle Gas | 584.7506 | 6.135 | 0.00060001 | 51.9092 | 0.0050768 | 3.2025 | 0.00060001 | 27.0895 | 0.0050754 | -97.7355 | 32.3401
7296 | 2-2 | State Line (MO) | MO | 29097 | SPPC | Combined Cycle Gas | 301.469 | 2.6083 | 0.00060003 | 51.8786 | 0.011935 | 0.70158 | 0.00060003 | 13.9553 | 0.011935 | -94.614 | 37.0659
4014 | 1 | Wheaton Generating Plant | WI | 55017 | MISW | Simple Cycle Gas | 59.988 | 4.0804 | 0.031757 | 51.8715 | 0.4037 | 4.4112 | 0.031757 | 55.9984 | 0.40315 | -91.5159 | 44.8847
70454 | MAG1 | Hartwell Energy Facility | GA | 13147 | SRSE | Simple Cycle Gas | 167.6138 | 0.62497 | 0.00070497 | 51.8646 | 0.058503 | 0.62907 | 0.00070497 | 52.2035 | 0.058502 | -82.8207 | 34.3387
57029 | ES4 | Cleveland County Generating Facility | NC | 37045 | SRCA | Simple Cycle Gas | 217.1113 | 1.0477 | 0.00060006 | 51.8646 | 0.029704 | 1.1073 | 0.00060006 | 54.8385 | 0.029717 | -81.4167 | 35.1706
55091 | STK2 | Midlothian Energy | TX | 48139 | TRE | Combined Cycle Gas | 289.8724 | 2.0896 | 0.00060003 | 51.8288 | 0.014882 | 1.0907 | 0.00060003 | 27.0399 | 0.014875 | -97.0537 | 32.4302
62926 | CTG-01 | Jackson Generation, LLC | IL | 17077 | MISC | Combined Cycle Gas | 633.532 | 5.3435 | 0.00060001 | 51.8232 | 0.0058191 | 0.045958 | 0.00060001 | 0.43972 | 0.0057408 | -88.111 | 41.4388
3482 | 154T | Jones Station | TX | 48303 | SPPS | Simple Cycle Gas | 160.9543 | 0.97681 | 0.00060004 | 51.8111 | 0.031827 | 1.0676 | 0.00060004 | 56.6305 | 0.031829 | -101.74 | 33.5219
4939 | 3 | Barney M. Davis | TX | 48355 | TRE | Combined Cycle Gas | 334.481 | 1.4485 | 0.00060003 | 51.7968 | 0.021456 | 0.75605 | 0.00060003 | 26.9999 | 0.021428 | -97.3107 | 27.6078
55386 | CT-1 | Columbia Energy Center (SC) | SC | 45017 | SRCA | Combined Cycle Gas | 320.0462 | 2.6691 | 0.00060176 | 51.761 | 0.01167 | 0.58451 | 0.00060176 | 11.3357 | 0.01167 | -81.0183 | 33.8692
54537 | CT-1A | Ferndale Generating Station | WA | 53073 | NWPP | Combined Cycle Gas | 100.464 | 4.3158 | 0.0019834 | 51.744 | 0.02378 | 4.0746 | 0.0019834 | 48.8642 | 0.023786 | -122.6853 | 48.8283
3236 | 11 | Manchester Street Station | RI | 44007 | ISNE | Combined Cycle Gas | 107.4287 | 1.2055 | 0.00078102 | 51.6792 | 0.033483 | 0.47594 | 0.00078102 | 20.3733 | 0.033433 | -71.4042 | 41.8167
7946 | CT9B | Wansley (7946) | GA | 13149 | SRSE | Combined Cycle Gas | 198.2173 | 2.5601 | 0.00060003 | 51.6671 | 0.01211 | 1.1992 | 0.00060003 | 24.2076 | 0.012112 | -85.0399 | 33.4082
56238 | CT001 | Groton Generating Station | SD | 46013 | SPPN | Simple Cycle Gas | 76.3771 | 0.29099 | 0.00060009 | 51.6196 | 0.10645 | 0.31066 | 0.00060009 | 55.1061 | 0.10645 | -98.1032 | 45.3718
55927 | CT01 | Jasper County Generating Facility | SC | 45053 | SRCA | Combined Cycle Gas | 339.5492 | 3.5871 | 0.00060079 | 51.6156 | 0.008645 | 0.78557 | 0.00060079 | 11.3048 | 0.0086457 | -81.1236 | 32.3592
55298 | 1B | Fairless Energy Center | PA | 42017 | PJME | Combined Cycle Gas | 357.0671 | 3.9751 | 0.00060003 | 51.6151 | 0.0077912 | 3.2244 | 0.00060003 | 41.8663 | 0.0077909 | -74.7406 | 40.1464
57029 | ES3 | Cleveland County Generating Facility | NC | 37045 | SRCA | Simple Cycle Gas | 214.8227 | 0.96267 | 0.0006021 | 51.5625 | 0.03225 | 1.0173 | 0.0006021 | 54.5191 | 0.032269 | -81.4167 | 35.1706
55193 | CT1 | Ontelaunee Energy Center | PA | 42011 | PJME | Combined Cycle Gas | 295.9918 | 4.4872 | 0.00060003 | 51.4711 | 0.0068828 | 3.6401 | 0.00060003 | 41.7499 | 0.006882 | -75.9353 | 40.4219
55241 | COG01 | Hog Bayou Energy Center | AL | 01097 | SRSE | Combined Cycle Gas | 326.0086 | 3.4883 | 0.00060003 | 51.4664 | 0.0088528 | 1.6358 | 0.00060003 | 24.1406 | 0.0088553 | -88.0575 | 30.7478
55463 | CT-04 | Redbud Power Plant | OK | 40109 | SPPS | Combined Cycle Gas | 363.3364 | 2.3533 | 0.00060003 | 51.4612 | 0.013121 | 0.24249 | 0.00060003 | 5.3023 | 0.01312 | -97.2242 | 35.6853
56806 | CBY42 | Cedar Bayou 4 | TX | 48071 | TRE | Combined Cycle Gas | 190.0978 | 2.9037 | 0.00060003 | 51.444 | 0.010631 | 1.5157 | 0.00060003 | 26.8647 | 0.010635 | -94.9226 | 29.7497
55294 | 2 | Westbrook Energy Center | ME | 23005 | ISNE | Combined Cycle Gas | 311.5467 | 2.2543 | 0.00060003 | 51.4379 | 0.013691 | 0.8905 | 0.00060003 | 20.3203 | 0.013692 | -70.3772 | 43.6576
7302 | 3B | Hines Energy Complex | FL | 12105 | FRCC | Combined Cycle Gas | 198.7593 | 3.5591 | 0.00060276 | 51.4029 | 0.0087055 | 1.9362 | 0.00060276 | 27.9691 | 0.0087073 | -81.8694 | 27.7886
58001 | CTG2 | Temple Power Station | TX | 48027 | TRE | Combined Cycle Gas | 373.048 | 4.3624 | 0.00060002 | 51.3701 | 0.0070656 | 2.2772 | 0.00060002 | 26.8159 | 0.0070658 | -97.3165 | 31.054
3494 | CT3 | Permian Basin | TX | 48475 | TRE | Simple Cycle Gas | 80.4782 | 0 | 0 | 51.3573 | 0.24251 | 0 | 0 | 49.9049 | 0.24229 | -102.9636 | 31.5839
7238 | 3 | Cane Island | FL | 12097 | FRCC | Combined Cycle Gas | 300.1979 | 2.4233 | 0.00060003 | 51.309 | 0.012704 | 1.3232 | 0.00060003 | 27.8986 | 0.012651 | -81.533 | 28.2764
55835 | 2 | Rocky Mountain Energy Center | CO | 08123 | RMRG | Combined Cycle Gas | 297.2971 | 2.9664 | 0.00060004 | 51.3065 | 0.010378 | 1.4639 | 0.00060004 | 25.31 | 0.010374 | -104.5947 | 40.0911
7805 | 10 | Richmond County Plant | NC | 37153 | SRCA | Combined Cycle Gas | 356.2279 | 4.5468 | 0.00055401 | 51.2453 | 0.0062441 | 0.99575 | 0.00055401 | 11.2228 | 0.0062441 | -79.7402 | 34.8388
55217 | X725 | Los Medanos Energy Center, LLC | CA | 06013 | CANO | Combined Cycle Gas | 326.2448 | 4.2351 | 0.00060003 | 51.2306 | 0.0072584 | 2.1974 | 0.00060003 | 26.5839 | 0.0072591 | -121.8708 | 38.03
55939 | 1B | Warren County Power Station | VA | 51187 | PJMD | Combined Cycle Gas | 504.4335 | 5.3474 | 0.00060002 | 51.2274 | 0.0057481 | 3.8822 | 0.00060002 | 37.1896 | 0.0057478 | -78.1779 | 38.9699
55091 | STK5 | Midlothian Energy | TX | 48139 | TRE | Combined Cycle Gas | 316.7026 | 1.8842 | 0.00060003 | 51.1877 | 0.016301 | 0.98349 | 0.00060003 | 26.7106 | 0.016296 | -97.0537 | 32.4302
56407 | WCCT2A | West County Energy Center | FL | 12099 | FRCC | Combined Cycle Gas | 439.6057 | 4.0579 | 0.00060065 | 51.1337 | 0.0075689 | 2.2084 | 0.00060065 | 27.822 | 0.0075672 | -80.3747 | 26.6986
2240 | 50T | Lon D Wright Power Plant | NE | 31053 | SPPN | Simple Cycle Gas | 34.8658 | 0.03815 | 0.00052275 | 51.0839 | 0.69998 | 0.03628 | 0.00052275 | 48.5801 | 0.69998 | -96.4619 | 41.4275
55259 | CT2 | Whiting Clean Energy, Inc. | IN | 18089 | MISC | Combined Cycle Gas | 260.3911 | 3.7842 | 0.00060003 | 51.0245 | 0.0080906 | 0.46395 | 0.00060003 | 6.2365 | 0.0080656 | -87.4778 | 41.6739
4014 | 3 | Wheaton Generating Plant | WI | 55017 | MISW | Simple Cycle Gas | 58.9051 | 3.1553 | 0.023973 | 50.9808 | 0.38733 | 3.4162 | 0.023973 | 55.1449 | 0.38698 | -91.5159 | 44.8847
3464 | GBY82 | Greens Bayou | TX | 48201 | TRE | Simple Cycle Gas | 64.7045 | 0 | 0 | 50.9415 | 0.20657 | 0 | 0 | 57.5348 | 0.20653 | -95.2194 | 29.8208
55927 | CT02 | Jasper County Generating Facility | SC | 45053 | SRCA | Combined Cycle Gas | 340.3036 | 3.7246 | 0.00060018 | 50.9048 | 0.0082028 | 0.81568 | 0.00060018 | 11.1481 | 0.0082028 | -81.1236 | 32.3592
55347 | 3 | Armstrong Power, LLC | PA | 42005 | PJMW | Simple Cycle Gas | 187.7253 | 0.98975 | 0.00060277 | 50.8246 | 0.030953 | 1.0578 | 0.00060277 | 54.3437 | 0.030967 | -79.3503 | 40.6383
1355 | 8 | E W Brown | KY | 21167 | SRCE | Simple Cycle Gas | 120.2307 | 4.3332 | 0.011774 | 50.8101 | 0.13806 | 4.6745 | 0.011774 | 54.8821 | 0.13824 | -84.7139 | 37.7889
55927 | CT03 | Jasper County Generating Facility | SC | 45053 | SRCA | Combined Cycle Gas | 341.6563 | 3.6728 | 0.00060004 | 50.6522 | 0.0082751 | 0.80435 | 0.00060004 | 11.0932 | 0.0082754 | -81.1236 | 32.3592
55348 | 1 | Troy Energy, LLC | OH | 39173 | PJMW | Simple Cycle Gas | 190.3255 | 0.91893 | 0.00060061 | 50.6348 | 0.033095 | 0.98028 | 0.00060061 | 54.0346 | 0.033106 | -83.4616 | 41.4774
1891 | 1 | Laskin Energy Center | MN | 27137 | MISW | Boiler Gas | 46.1716 | 0.70562 | 0.0016809 | 50.5825 | 0.1205 | 0.37337 | 0.0016809 | 26.7633 | 0.12049 | -92.1619 | 47.5306
55116 | CT2 | Rockingham County Combustion Turbine | NC | 37157 | SRCA | Simple Cycle Gas | 178.4289 | 0.60909 | 0.00059543 | 50.4611 | 0.049329 | 0.6361 | 0.00059543 | 52.6794 | 0.049311 | -79.8297 | 36.3297
55514 | CTG01 | Apex Generating Station | NV | 32003 | BASN | Combined Cycle Gas | 360.7372 | 2.7394 | 0.00059999 | 50.4611 | 0.011052 | 1.6601 | 0.00059999 | 30.5551 | 0.011043 | -114.9622 | 36.4178
10349 | 2 | Yuba City Energy Center | CA | 06101 | CANO | Simple Cycle Gas | 45.481 | 0.22742 | 0.00060011 | 50.4532 | 0.13313 | 0.1952 | 0.00060011 | 46.0214 | 0.14148 | -121.6397 | 39.1365
55218 | H02 | Hinds Energy Facility | MS | 28049 | MISS | Combined Cycle Gas | 255.9704 | 3.1639 | 0.00060003 | 50.4493 | 0.0095675 | 1.6326 | 0.00060003 | 26.0442 | 0.009572 | -90.2169 | 32.3781
55221 | G6 | Oswald Generating Station | AR | 05119 | MISS | Combined Cycle Gas | 76.2793 | 0.29441 | 0.00060012 | 50.3957 | 0.10273 | 0.15196 | 0.00060012 | 26.0221 | 0.10277 | -92.2166 | 34.5923
55217 | X724 | Los Medanos Energy Center, LLC | CA | 06013 | CANO | Combined Cycle Gas | 325.4674 | 3.9721 | 0.00060002 | 50.3583 | 0.007607 | 2.061 | 0.00060002 | 26.1289 | 0.007607 | -121.8708 | 38.03
56259 | CT-2 | Empire Generating Company LLC | NY | 36083 | NYUP | Combined Cycle Gas | 311.104 | 3.8636 | 0.00061444 | 50.3289 | 0.0080041 | 2.179 | 0.00061444 | 28.3847 | 0.0080041 | -73.749 | 42.6296
3441 | 8 | Nueces Bay | TX | 48355 | TRE | Combined Cycle Gas | 354.7192 | 1.6909 | 0.00060003 | 50.3252 | 0.017858 | 0.88258 | 0.00060003 | 26.235 | 0.017836 | -97.4197 | 27.8192
992 | 13 | C. C. Perry K Steam Plant | IN | 18097 | CONUS | Institutional | 26.267 | 0 | 0 | 50.2643 | 0.20181 | 0 | 0 | 51.3074 | 0.20187 | -86.1667 | 39.7622
55124 | P2 | Griffith Energy Project | AZ | 04015 | SRSG | Combined Cycle Gas | 355.1209 | 3.182 | 0.00060003 | 50.1942 | 0.009465 | 0.9186 | 0.00060003 | 14.4821 | 0.0094598 | -114.1334 | 35.0517
3464 | GBY74 | Greens Bayou | TX | 48201 | TRE | Simple Cycle Gas | 65.2107 | 0 | 0 | 50.182 | 0.20223 | 0 | 0 | 56.6305 | 0.20214 | -95.2194 | 29.8208
55340 | 1 | Dell Power Plant | AR | 05093 | SPPS | Combined Cycle Gas | 556.7699 | 3.3641 | 0.00059976 | 50.1498 | 0.0089407 | 0.3465 | 0.00059976 | 5.1946 | 0.0089913 | -90.0253 | 35.8619
7989 | 3 | Sylvarena Generating Plant | MS | 28129 | MISS | Simple Cycle Gas | 45.1445 | 0.34691 | 0.00060011 | 50.0842 | 0.086639 | 0.36218 | 0.00060011 | 52.2961 | 0.086653 | -89.4131 | 31.9842
70454 | MAG2 | Hartwell Energy Facility | GA | 13147 | SRSE | Simple Cycle Gas | 167.2798 | 0.62225 | 0.0007029 | 50.0611 | 0.05655 | 0.6261 | 0.0007029 | 50.3709 | 0.05655 | -82.8207 | 34.3387
55440 | CTGDB3 | Tenaska Central Alabama Gen Station | AL | 01001 | SRSE | Combined Cycle Gas | 334.7969 | 3.4233 | 0.00059708 | 50.0502 | 0.0087296 | 1.6062 | 0.00059708 | 23.4895 | 0.0087317 | -86.7386 | 32.6503
1122 | 7 | Ames | IA | 19169 | MISW | Boiler Gas | 35.3324 | 6.1686 | 0.016563 | 49.9566 | 0.13414 | 3.0151 | 0.016563 | 23.6509 | 0.12992 | -93.6069 | 42.0247
55375 | CT4 | Astoria Energy | NY | 36081 | NYCW | Combined Cycle Gas | 316.6151 | 4.5309 | 0.00064907 | 49.9286 | 0.0071525 | 2.5579 | 0.00064907 | 28.1473 | 0.0071423 | -73.8964 | 40.7825
56407 | WCCT1C | West County Energy Center | FL | 12099 | FRCC | Combined Cycle Gas | 437.4304 | 3.787 | 0.00060236 | 49.9121 | 0.0079391 | 2.0628 | 0.00060236 | 27.1975 | 0.007942 | -80.3747 | 26.6986
3441 | 9 | Nueces Bay | TX | 48355 | TRE | Combined Cycle Gas | 351.4546 | 1.8676 | 0.00060004 | 49.8853 | 0.016027 | 0.97484 | 0.00060004 | 26.0036 | 0.016006 | -97.4192 | 27.8191
50815 | ENG601 | Odyssey Energy Altura Cogen, LLC | TX | 48201 | TRE | Combined Cycle Gas | 96.6423 | 1.824 | 0.00060006 | 49.8325 | 0.016394 | 0.95217 | 0.00060006 | 26.001 | 0.016386 | -95.0177 | 29.8161
55334 | CTG2 | Holland Energy Facility | IL | 17173 | MISC | Combined Cycle Gas | 366.2194 | 2.2293 | 0.00060003 | 49.7713 | 0.013396 | 0.14555 | 0.00060003 | 3.6137 | 0.014898 | -88.7594 | 39.2242
492 | 6 | Martin Drake | CO | 08041 | RMRG | Coal | 89.6362 | 1.7837 | 0.0049808 | 49.7621 | 0.13896 | 1.1441 | 0.0049808 | 31.8614 | 0.1387 | -104.8331 | 38.8244
3131 | 2 | Shawville | PA | 42033 | PJME | Boiler Gas | 127.4485 | 0.34732 | 0.00060007 | 49.6647 | 0.085807 | 0.37256 | 0.00060007 | 53.1763 | 0.085649 | -78.3656 | 41.067
55221 | G1 | Oswald Generating Station | AR | 05119 | MISS | Combined Cycle Gas | 71.4039 | 0.31134 | 0.00060014 | 49.6382 | 0.095684 | 0.16069 | 0.00060014 | 25.6161 | 0.095669 | -92.2166 | 34.5923
55293 | CT-2 | Morgan Energy Center | AL | 01103 | SRCE | Combined Cycle Gas | 274.1414 | 3.8429 | 0.00060003 | 49.6018 | 0.0077447 | 1.003 | 0.00060003 | 12.9437 | 0.0077435 | -87.0639 | 34.6397
55081 | AA-003 | Brownsville Combustion Turbine Plant | TN | 47075 | SRCE | Simple Cycle Gas | 131.221 | 0.32941 | 0.00060002 | 49.5664 | 0.090284 | 0.34473 | 0.00060002 | 51.8833 | 0.090305 | -89.198 | 35.5438
1556 | **51 | Perryman | MD | 24025 | PJME | Simple Cycle Gas | 166.1622 | 0.47375 | 0.00070263 | 49.5598 | 0.073503 | 0.49919 | 0.00070263 | 52.3866 | 0.073737 | -76.2208 | 39.4422
54537 | CT-1B | Ferndale Generating Station | WA | 53073 | NWPP | Combined Cycle Gas | 100.3142 | 4.2458 | 0.0020087 | 49.5001 | 0.023419 | 4.0086 | 0.0020087 | 46.7398 | 0.023422 | -122.6853 | 48.8283
55144 | STK4 | Hays Energy Facility | TX | 48209 | TRE | Combined Cycle Gas | 292.7026 | 1.8443 | 0.00060003 | 49.4843 | 0.0161 | 0.96267 | 0.00060003 | 25.8132 | 0.016089 | -97.9894 | 29.7806
56407 | WCCT2C | West County Energy Center | FL | 12099 | FRCC | Combined Cycle Gas | 449.7784 | 3.7777 | 0.00060099 | 49.4094 | 0.0078605 | 2.0607 | 0.00060099 | 26.9468 | 0.0078588 | -80.3747 | 26.6986
55334 | CTG1 | Holland Energy Facility | IL | 17173 | MISC | Combined Cycle Gas | 365.1993 | 2.2468 | 0.00060003 | 49.3386 | 0.013176 | 0.15761 | 0.00060003 | 3.7523 | 0.014286 | -88.7594 | 39.2242
6243 | 1 | Roland C. Dansby Power Plant | TX | 48041 | TRE | Boiler Gas | 154.0963 | 0.38097 | 0.0006003 | 49.2761 | 0.077644 | 0.44744 | 0.0006003 | 57.8652 | 0.077634 | -96.4599 | 30.7217
7873 | CT2A | Bayside Power Station | FL | 12057 | FRCC | Combined Cycle Gas | 172.9044 | 2.4373 | 0.00060004 | 49.2083 | 0.012114 | 1.3265 | 0.00060004 | 26.78 | 0.012114 | -82.4231 | 27.9072
7873 | CT2D | Bayside Power Station | FL | 12057 | FRCC | Combined Cycle Gas | 170.1489 | 2.5549 | 0.00060003 | 49.2041 | 0.011556 | 1.3897 | 0.00060003 | 26.7625 | 0.011556 | -82.4231 | 27.9072
55197 | AA-002 | Caledonia | MS | 28087 | SRCE | Combined Cycle Gas | 286.5118 | 2.7879 | 0.00060003 | 49.2034 | 0.01059 | 0.7277 | 0.00060003 | 12.8456 | 0.010592 | -88.2717 | 33.6464
2070 | 3 | Moselle Generating Plant | MS | 28067 | MISS | Boiler Gas | 78.8115 | 0.072417 | 0.00060017 | 49.0458 | 0.40648 | 0.10484 | 0.00060017 | 70.8339 | 0.4055 | -89.2992 | 31.5289
55977 | CTG-1 | Bluffview Power Plant | NM | 35045 | RMRG | Combined Cycle Gas | 65.9127 | 0.69641 | 0.00060013 | 49.032 | 0.042253 | 0.34494 | 0.00060013 | 24.299 | 0.042276 | -108.2153 | 36.7164
1366 | 13 | Paddy's Run | KY | 21111 | SRCE | Simple Cycle Gas | 174.7474 | 0.3034 | 0.00060004 | 48.9456 | 0.096801 | 0.32631 | 0.00060004 | 52.6612 | 0.096837 | -85.844 | 38.2218
55463 | CT-03 | Redbud Power Plant | OK | 40109 | SPPS | Combined Cycle Gas | 364.301 | 2.1192 | 0.00060002 | 48.8889 | 0.013842 | 0.21846 | 0.00060002 | 5.0389 | 0.01384 | -97.2242 | 35.6853
7063 | **5 | McIntosh (7063) | AL | 01129 | SRSE | Simple Cycle Gas | 166.1206 | 0.76262 | 0.00060002 | 48.8735 | 0.038453 | 0.75751 | 0.00060002 | 48.4799 | 0.038401 | -88.0299 | 31.2546
58260 | 1A | Brunswick County Power Station | VA | 51025 | PJMD | Combined Cycle Gas | 489.4388 | 5.2045 | 0.00060002 | 48.7907 | 0.005625 | 3.7784 | 0.00060002 | 35.4151 | 0.005624 | -77.7128 | 36.7645
55149 | LRG2 | Lake Road Generating Company | CT | 09015 | ISNE | Combined Cycle Gas | 201.6241 | 4.2619 | 0.00060004 | 48.7658 | 0.0068659 | 1.6843 | 0.00060004 | 19.2728 | 0.0068659 | -71.8947 | 41.8736
7082 | **5 | Harry Allen | NV | 32003 | BASN | Combined Cycle Gas | 289.2409 | 3.161 | 0.00060004 | 48.7611 | 0.0092562 | 1.9154 | 0.00060004 | 29.547 | 0.0092562 | -114.9 | 36.425
55706 | CTG2 | Choctaw County Gen | MS | 28019 | SRCE | Combined Cycle Gas | 244.4215 | 2.8551 | 0.00060003 | 48.7298 | 0.010241 | 0.74504 | 0.00060003 | 12.7285 | 0.010251 | -89.4201 | 33.2881
60357 | 1 | Lackawanna Energy Center | PA | 42069 | PJME | Combined Cycle Gas | 508.0606 | 6.0068 | 0.00060002 | 48.6969 | 0.0048644 | 4.8728 | 0.00060002 | 39.5103 | 0.0048652 | -76.5436 | 41.4711
62926 | CTG-02 | Jackson Generation, LLC | IL | 17077 | MISC | Combined Cycle Gas | 635.1912 | 5.1533 | 0.00060001 | 48.6831 | 0.0056683 | 7.1953e-06 | 0.00060001 | 6.828e-05 | 0.0056939 | -88.111 | 41.4388
55166 | CT-1 | Broad River Energy Center | SC | 45021 | SRCA | Simple Cycle Gas | 209.9417 | 0.95804 | 0.00069948 | 48.6661 | 0.035532 | 1.012 | 0.00069948 | 51.3977 | 0.035526 | -81.575 | 35.0786
58260 | 1C | Brunswick County Power Station | VA | 51025 | PJMD | Combined Cycle Gas | 490.7376 | 5.0352 | 0.00060002 | 48.617 | 0.0057934 | 3.6555 | 0.00060002 | 35.2726 | 0.0057897 | -77.7128 | 36.7645
7826 | 2 | Plant Rowan County | NC | 37159 | SRCA | Simple Cycle Gas | 179.7931 | 0.93787 | 0.00060095 | 48.6025 | 0.031142 | 0.97802 | 0.00060095 | 50.6914 | 0.031147 | -80.602 | 35.7319
4939 | 4 | Barney M. Davis | TX | 48355 | TRE | Combined Cycle Gas | 338.3563 | 1.5762 | 0.00060003 | 48.5955 | 0.018499 | 0.82268 | 0.00060003 | 25.3274 | 0.018473 | -97.3103 | 27.6076
2379 | 003001 | Carlls Corner Energy Center | NJ | 34011 | PJME | Simple Cycle Gas | 25.5995 | 0.24622 | 0.0039445 | 48.5926 | 0.77846 | 0.20829 | 0.0039445 | 2.6403 | 0.05 | -75.2011 | 39.4547
7873 | CT2C | Bayside Power Station | FL | 12057 | FRCC | Combined Cycle Gas | 169.3292 | 2.4151 | 0.00060004 | 48.5382 | 0.012059 | 1.3154 | 0.00060004 | 26.4338 | 0.012058 | -82.4231 | 27.9072
57029 | ES2 | Cleveland County Generating Facility | NC | 37045 | SRCA | Simple Cycle Gas | 213.8366 | 0.92764 | 0.00060137 | 48.5303 | 0.031461 | 0.98154 | 0.00060137 | 51.3883 | 0.031484 | -81.4167 | 35.1706
6073 | 3A | Daniel Electric Generating Plant | MS | 28059 | SRSE | Combined Cycle Gas | 310.31 | 4.1376 | 0.00060003 | 48.4781 | 0.0070301 | 1.9403 | 0.00060003 | 22.7341 | 0.0070306 | -88.5574 | 30.5335
55173 | CT1 | Acadia Power Station | LA | 22001 | MISS | Combined Cycle Gas | 381.0566 | 2.9201 | 0.00060004 | 48.4646 | 0.0099588 | 1.5068 | 0.00060004 | 25.0104 | 0.0099593 | -92.4112 | 30.4284
55043 | CCCP1 | Cherokee County Cogen | SC | 45021 | SRCA | Combined Cycle Gas | 70.6114 | 1.0093 | 0.00059152 | 48.4339 | 0.028384 | 0.22103 | 0.00059152 | 10.6026 | 0.028375 | -81.613 | 35.0727
52149 | 040 | Merck & Company - West Point | PA | 42091 | CONUS | Institutional | 39.3183 | 0 | 0 | 48.3695 | 0.029025 | 0 | 0 | 48.582 | 0.02903 | -75.3022 | 40.2128
50240 | 3 | Purdue University-Wade Utility | IN | 18157 | CONUS | Institutional | 13.3248 | 0 | 0 | 48.3672 | 0.070816 | 0 | 0 | 48.0954 | 0.07107 | -86.9117 | 40.4172
3236 | 9 | Manchester Street Station | RI | 44007 | ISNE | Combined Cycle Gas | 112.1358 | 2.0311 | 0.0015722 | 48.3432 | 0.03742 | 0.80147 | 0.0015722 | 19.0559 | 0.03738 | -71.4042 | 41.8167
56259 | CT-1 | Empire Generating Company LLC | NY | 36083 | NYUP | Combined Cycle Gas | 297.0944 | 3.5219 | 0.00061068 | 48.1911 | 0.0083562 | 1.9863 | 0.00061068 | 27.1782 | 0.0083559 | -73.749 | 42.6296
55818 | F1CT | Frederickson Power LP | WA | 53053 | NWPP | Combined Cycle Gas | 301.9968 | 2.7021 | 0.00060003 | 48.1414 | 0.01069 | 2.5509 | 0.00060003 | 45.448 | 0.01069 | -122.3644 | 47.0864
6074 | 1 | Greenwood Energy Center | MO | 29095 | SPPC | Simple Cycle Gas | 49.0881 | 8.5301 | 0.061813 | 48.1327 | 0.34879 | 9.1455 | 0.061813 | 48.0533 | 0.32478 | -94.2982 | 38.8615
6042 | MTCT3B | Manatee | FL | 12081 | FRCC | Combined Cycle Gas | 316.8208 | 3.5173 | 0.00060003 | 48.0871 | 0.0082033 | 1.9134 | 0.00060003 | 26.1679 | 0.0082059 | -82.3456 | 27.6058
117 | CC5B | APS West Phoenix Power Plant | AZ | 04013 | SRSG | Combined Cycle Gas | 271.7984 | 2.0953 | 0.00060003 | 47.9805 | 0.01374 | 0.60548 | 0.00060003 | 13.8636 | 0.013739 | -112.1583 | 33.4417
2964 | 8005 | Southwestern | OK | 40015 | SPPS | Simple Cycle Gas | 85.6382 | 0.2906 | 0.00058517 | 47.9785 | 0.096612 | 0.30712 | 0.00058517 | 50.8024 | 0.096796 | -98.3524 | 35.1009
3482 | 153T | Jones Station | TX | 48303 | SPPS | Simple Cycle Gas | 162.1187 | 0.94466 | 0.00060003 | 47.9744 | 0.030472 | 1.0046 | 0.00060003 | 51.0172 | 0.030473 | -101.74 | 33.5219
7764 | 1 | MPC Generating | GA | 13297 | SRSE | Simple Cycle Gas | 172.9326 | 0.26503 | 0.00060132 | 47.9737 | 0.10885 | 0.26684 | 0.00060132 | 48.3428 | 0.10894 | -83.6954 | 33.8122
60302 | 12 | Keys Energy Center | MD | 24033 | PJME | Combined Cycle Gas | 430.6444 | 5.0227 | 0.00060002 | 47.944 | 0.0057275 | 4.0742 | 0.00060002 | 38.8953 | 0.0057283 | -76.8278 | 38.6955
55293 | CT-1 | Morgan Energy Center | AL | 01103 | SRCE | Combined Cycle Gas | 276.7703 | 3.7247 | 0.00060003 | 47.8501 | 0.0077085 | 0.97214 | 0.00060003 | 12.4918 | 0.0077103 | -87.0639 | 34.6397
55439 | CTGDB3 | Tenaska Virginia Generating Station | VA | 51065 | PJMD | Combined Cycle Gas | 353.1292 | 2.9173 | 0.00065652 | 47.8222 | 0.010762 | 2.1179 | 0.00065652 | 34.7183 | 0.010762 | -78.3813 | 37.8667
55306 | 4CTGB | Gila River Power Station | AZ | 04013 | SRSG | Combined Cycle Gas | 304.813 | 3.2618 | 0.00060003 | 47.8135 | 0.0087955 | 0.94238 | 0.00060003 | 13.8183 | 0.0087984 | -112.694 | 32.9761
60302 | 11 | Keys Energy Center | MD | 24033 | PJME | Combined Cycle Gas | 431.0639 | 4.9959 | 0.00060002 | 47.7625 | 0.0057364 | 4.0523 | 0.00060002 | 38.7445 | 0.0057369 | -76.8278 | 38.6955
6071 | 8 | Trimble County | KY | 21223 | SRCE | Simple Cycle Gas | 183.317 | 0.81564 | 0.00060003 | 47.6687 | 0.035068 | 0.88923 | 0.00060003 | 51.9755 | 0.035072 | -85.4117 | 38.5847
3494 | CT5 | Permian Basin | TX | 48475 | TRE | Simple Cycle Gas | 80.8668 | 0 | 0 | 47.6051 | 0.2473 | 0 | 0 | 49.7162 | 0.24733 | -102.9636 | 31.5839
55687 | BHG1 | Walter M. Higgins III Generating Station | NV | 32003 | BASN | Combined Cycle Gas | 330.4607 | 3.0588 | 0.00060003 | 47.5615 | 0.0093298 | 1.8537 | 0.00060003 | 28.822 | 0.0093297 | -115.3561 | 35.6139
55247 | CT2 | Darby Electric Generating Station | OH | 39129 | PJMW | Simple Cycle Gas | 99.5996 | 1.0857 | 0.0030832 | 47.5339 | 0.13498 | 1.1694 | 0.0030832 | 52.1074 | 0.13739 | -83.1778 | 39.7139
55247 | CT5 | Darby Electric Generating Station | OH | 39129 | PJMW | Simple Cycle Gas | 94.9594 | 1.1719 | 0.0036806 | 47.5211 | 0.14925 | 1.2542 | 0.0036806 | 50.8807 | 0.14932 | -83.1778 | 39.7139
10307 | 2 | Bellingham | MA | 25021 | ISNE | Combined Cycle Gas | 119.2886 | 1.604 | 0.0028846 | 47.5119 | 0.085446 | 0.63062 | 0.0028846 | 18.5953 | 0.08506 | -71.4833 | 42.0925
880007 | 052 | AdvanSix Resins & Chemicals LLC | PA | 42101 | CONUS | EGU-Other | 25.1827 | 0 | 0 | 47.507 | 0.069136 | 0 | 0 | 50.8207 | 0.069199 | -75.0686 | 40.0067
7325 | SJS2 | San Jacinto Steam Electric Station | TX | 48201 | TRE | Simple Cycle Gas | 102.0066 | 1.3528 | 0.0006001 | 47.5057 | 0.021074 | 1.4445 | 0.0006001 | 50.6176 | 0.021028 | -95.0411 | 29.6967
880088 | 59F-4 | Marathon Petroleum Company LP | IL | 17033 | CONUS | Industrial | 26.2 | 0 |  | 47.4958 |  | 0 | 0 | 0 | 0 | -87.7222 | 39
55939 | 1C | Warren County Power Station | VA | 51187 | PJMD | Combined Cycle Gas | 502.2027 | 5.0547 | 0.00060002 | 47.4603 | 0.0056338 | 3.6697 | 0.00060002 | 34.4553 | 0.0056337 | -78.1779 | 38.9699
60122 | CT7 | Colorado Bend II | TX | 48481 | TRE | Combined Cycle Gas | 612.2947 | 6.715 | 0.00060002 | 47.3364 | 0.0042297 | 3.5053 | 0.00060002 | 24.7103 | 0.0042298 | -96.0656 | 29.2878
55518 | CTG2 | High Desert Power Project | CA | 06071 | CASO | Combined Cycle Gas | 273.8168 | 3.0219 | 0.00060003 | 47.3326 | 0.0093984 | 0.59802 | 0.00060003 | 9.3638 | 0.0093952 | -117.3647 | 34.5953
55221 | G3 | Oswald Generating Station | AR | 05119 | MISS | Combined Cycle Gas | 76.5587 | 0.26224 | 0.00060011 | 47.2714 | 0.10818 | 0.1353 | 0.00060011 | 24.3934 | 0.1082 | -92.2166 | 34.5923
55144 | STK2 | Hays Energy Facility | TX | 48209 | TRE | Combined Cycle Gas | 289.0487 | 1.9784 | 0.00060003 | 47.2529 | 0.014331 | 1.0327 | 0.00060003 | 24.6317 | 0.014312 | -97.9894 | 29.7806
260 | 1A | Moss Landing | CA | 06053 | CANO | Combined Cycle Gas | 288.3554 | 3.144 | 0.00060003 | 47.195 | 0.0090072 | 1.6314 | 0.00060003 | 24.4913 | 0.009008 | -121.7775 | 36.8042
6073 | 4B | Daniel Electric Generating Plant | MS | 28059 | SRSE | Combined Cycle Gas | 349.0893 | 4.0249 | 0.00060003 | 47.1224 | 0.007025 | 1.887 | 0.00060003 | 22.0931 | 0.0070253 | -88.5574 | 30.5335
58079 | U001 | Newark Energy Center | NJ | 34013 | PJME | Combined Cycle Gas | 391.5058 | 4.4406 | 0.00060003 | 47.1173 | 0.0063666 | 3.602 | 0.00060003 | 38.2165 | 0.0063661 | -74.1284 | 40.7082
2098 | 6 | Lake Road | MO | 29021 | SPPC | Boiler Gas | 122.3482 | 0.49975 | 0.0036108 | 47.0784 | 0.34015 | 0.040553 | 0.0036108 | 2.8505 | 0.2538 | -94.8773 | 39.7246
3236 | 10 | Manchester Street Station | RI | 44007 | ISNE | Combined Cycle Gas | 109.2789 | 1.0052 | 0.00071011 | 46.9705 | 0.033183 | 0.39668 | 0.00071011 | 18.5302 | 0.033172 | -71.4042 | 41.8167
55229 | G1CT1 | Montpelier Electric Gen Station | IN | 18179 | MISC | Simple Cycle Gas | 29.4612 | 0.1834 | 0.00062582 | 46.9018 | 0.16004 | 0.20343 | 0.00062582 | 52.062 | 0.16016 | -85.3057 | 40.6206
4940 | 1503 | Riverside (4940) | OK | 40143 | SPPS | Simple Cycle Gas | 78.596 | 0.15315 | 0.00060281 | 46.8413 | 0.18437 | 0.16201 | 0.00060281 | 49.0164 | 0.18239 | -95.9567 | 35.9978
6073 | 4A | Daniel Electric Generating Plant | MS | 28059 | SRSE | Combined Cycle Gas | 335.6822 | 4.0053 | 0.00060003 | 46.8369 | 0.0070166 | 1.878 | 0.00060003 | 21.9623 | 0.0070171 | -88.5574 | 30.5335
55091 | STK1 | Midlothian Energy | TX | 48139 | TRE | Combined Cycle Gas | 277.5354 | 1.8784 | 0.00060003 | 46.8144 | 0.014955 | 0.98046 | 0.00060003 | 24.4347 | 0.014954 | -97.0537 | 32.4302
55440 | CTGDB2 | Tenaska Central Alabama Gen Station | AL | 01001 | SRSE | Combined Cycle Gas | 326.3767 | 3.5941 | 0.00060243 | 46.8136 | 0.0078468 | 1.6863 | 0.00060243 | 21.9766 | 0.0078511 | -86.7386 | 32.6503
2880 | CTG6 | Richland Peaking Station | OH | 39039 | PJMW | Simple Cycle Gas | 127.0257 | 0.32755 | 0.00060003 | 46.7437 | 0.085628 | 0.35048 | 0.00060003 | 50.0105 | 0.08562 | -84.3386 | 41.3033
55395 | CT03 | Crossroads Energy Center (CPU) | MS | 28027 | MISS | Simple Cycle Gas | 73.4913 | 0.20165 | 0.00060006 | 46.7422 | 0.13909 | 0.21388 | 0.00060006 | 49.5599 | 0.13905 | -90.5621 | 34.183
55375 | CT3 | Astoria Energy | NY | 36081 | NYCW | Combined Cycle Gas | 312.998 | 4.4618 | 0.00065392 | 46.721 | 0.0068474 | 2.5191 | 0.00065392 | 26.3479 | 0.0068396 | -73.8964 | 40.7825
56047 | 1 | CPV Towantic, LLC | CT | 09009 | ISNE | Combined Cycle Gas | 421.7044 | 4.8541 | 0.00060005 | 46.6839 | 0.0057709 | 1.9182 | 0.00060005 | 18.4454 | 0.0057701 | -73.1237 | 41.4818
55047 | CG-1 | Pasadena Power Plant | TX | 48201 | TRE | Combined Cycle Gas | 269.9262 | 1.9152 | 0.00060003 | 46.6481 | 0.014615 | 0.99968 | 0.00060003 | 24.3478 | 0.014614 | -95.1769 | 29.7233
55518 | CTG1 | High Desert Power Project | CA | 06071 | CASO | Combined Cycle Gas | 272.9267 | 3.0011 | 0.00060002 | 46.6337 | 0.0093237 | 0.59737 | 0.00060002 | 9.2782 | 0.0093194 | -117.3647 | 34.5953
56407 | WCCT2B | West County Energy Center | FL | 12099 | FRCC | Combined Cycle Gas | 453.8536 | 3.3511 | 0.00060146 | 46.6257 | 0.0083684 | 1.8269 | 0.00060146 | 25.4195 | 0.0083687 | -80.3747 | 26.6986
54365 | 2 | Orange Cogeneration Facility | FL | 12105 | FRCC | Combined Cycle Gas | 54.8109 | 0.53982 | 0.00060015 | 46.6253 | 0.051836 | 0.29583 | 0.00060015 | 25.5485 | 0.051829 | -81.8253 | 27.8708
55247 | CT4 | Darby Electric Generating Station | OH | 39129 | PJMW | Simple Cycle Gas | 93.0214 | 1.1677 | 0.003717 | 46.6218 | 0.1484 | 1.2485 | 0.003717 | 49.8461 | 0.1484 | -83.1778 | 39.7139
51030 | 1 | Ocean State Power | RI | 44007 | ISNE | Combined Cycle Gas | 130.2908 | 1.0102 | 0.00061547 | 46.5505 | 0.028362 | 0.39904 | 0.00061547 | 18.3967 | 0.028375 | -71.6701 | 42.0099
52176 | 1 | C. R. Wing Cogeneration Plant | TX | 48227 | TRE | Combined Cycle Gas | 110.6821 | 0.2606 | 0.00060008 | 46.544 | 0.10718 | 0.13602 | 0.00060008 | 24.3149 | 0.10727 | -101.4222 | 32.2722
55322 | CTG-4 | Chuck Lenzie Generating Station | NV | 32003 | BASN | Combined Cycle Gas | 325.4945 | 3.0305 | 0.00060003 | 46.4995 | 0.0092068 | 1.8365 | 0.00060003 | 28.16 | 0.0092003 | -114.9228 | 36.3853
55229 | G3CT2 | Montpelier Electric Gen Station | IN | 18179 | MISC | Simple Cycle Gas | 31.0698 | 1.4203 | 0.0046181 | 46.4848 | 0.15114 | 1.5382 | 0.0046181 | 50.345 | 0.15115 | -85.3057 | 40.6206
1912 | 8 | High Bridge | MN | 27123 | MISW | Combined Cycle Gas | 312.0049 | 1.9601 | 0.00060003 | 46.363 | 0.014192 | 0.27116 | 0.00060003 | 6.4138 | 0.014193 | -93.1075 | 44.9331
6156 | NHB1 | New Haven Harbor | CT | 09009 | ISNE | Oil | 427.3812 | 82.3022 | 0.22409 | 46.3351 | 0.12616 | 0 |  | 0 |  | -72.9042 | 41.2836
2527 | 6 | Greenidge Generation LLC | NY | 36123 | NYUP | Boiler Gas | 135.9332 | 1.783 | 0.00061623 | 46.3347 | 0.016014 | 1.8426 | 0.00061623 | 47.8978 | 0.016019 | -76.9483 | 42.6789
55229 | G2CT2 | Montpelier Electric Gen Station | IN | 18179 | MISC | Simple Cycle Gas | 30.939 | 0.95235 | 0.0033565 | 46.315 | 0.16323 | 1.0244 | 0.0033565 | 49.9827 | 0.16377 | -85.3057 | 40.6206
7302 | 4A | Hines Energy Complex | FL | 12105 | FRCC | Combined Cycle Gas | 199.4163 | 3.4881 | 0.00060573 | 46.2874 | 0.0080381 | 1.8984 | 0.00060573 | 25.1917 | 0.008038 | -81.8694 | 27.7886
56102 | CTG1A | Currant Creek Power Project | UT | 49023 | BASN | Combined Cycle Gas | 294.1707 | 3.0784 | 0.00060004 | 46.2165 | 0.0090084 | 1.8655 | 0.00060004 | 27.9853 | 0.0090016 | -111.894 | 39.8223
55247 | CT6 | Darby Electric Generating Station | OH | 39129 | PJMW | Simple Cycle Gas | 91.3163 | 1.0459 | 0.0034096 | 46.1986 | 0.1506 | 1.1222 | 0.0034096 | 49.3652 | 0.14999 | -83.1778 | 39.7139
61322 | CC1 | Long Ridge Energy Generation | OH | 39111 | PJMW | Combined Cycle Gas | 573.0073 | 4.9019 | 0.00060002 | 46.1809 | 0.0056528 | 4.42 | 0.00060002 | 41.6347 | 0.005652 | -80.8667 | 39.6692
55193 | CT2 | Ontelaunee Energy Center | PA | 42011 | PJME | Combined Cycle Gas | 300.3677 | 4.3919 | 0.00060003 | 45.9563 | 0.0062786 | 3.5626 | 0.00060003 | 37.2778 | 0.0062785 | -75.9353 | 40.4219
56326 | GEN1 | Mustang Station (56326) | TX | 48501 | SPPS | Simple Cycle Gas | 162.7392 | 0.97443 | 0.00060003 | 45.9268 | 0.028281 | 1.0697 | 0.00060003 | 50.4307 | 0.028288 | -102.7432 | 32.9748
7805 | 8 | Richmond County Plant | NC | 37153 | SRCA | Combined Cycle Gas | 190.0466 | 3.368 | 0.00058226 | 45.917 | 0.0079383 | 0.73758 | 0.00058226 | 10.0556 | 0.0079381 | -79.7402 | 34.8388
55687 | BHG2 | Walter M. Higgins III Generating Station | NV | 32003 | BASN | Combined Cycle Gas | 328.7448 | 3.0108 | 0.00060003 | 45.8609 | 0.0091398 | 1.8246 | 0.00060003 | 27.7933 | 0.0091401 | -115.3561 | 35.6139
58079 | U002 | Newark Energy Center | NJ | 34013 | PJME | Combined Cycle Gas | 395.1307 | 4.484 | 0.00060002 | 45.8267 | 0.0061323 | 3.6372 | 0.00060002 | 37.1741 | 0.0061325 | -74.1284 | 40.7082
55173 | CT2 | Acadia Power Station | LA | 22001 | MISS | Combined Cycle Gas | 387.8647 | 2.7375 | 0.00060003 | 45.8181 | 0.010043 | 1.4126 | 0.00060003 | 23.6449 | 0.010043 | -92.4112 | 30.4284
6042 | MTCT3C | Manatee | FL | 12081 | FRCC | Combined Cycle Gas | 316.7332 | 3.2945 | 0.00060003 | 45.7864 | 0.0083392 | 1.7955 | 0.00060003 | 24.9319 | 0.008332 | -82.3456 | 27.6058
2292 | 1 | Sarpy County Station | NE | 31153 | SPPN | Simple Cycle Gas | 57.7582 | 0.11394 | 0.00060721 | 45.7588 | 0.24385 | 0.12331 | 0.00060721 | 49.5063 | 0.24378 | -95.9692 | 41.1706
56047 | 2 | CPV Towantic, LLC | CT | 09009 | ISNE | Combined Cycle Gas | 419.95 | 5.0385 | 0.00060002 | 45.74 | 0.0054471 | 1.9911 | 0.00060002 | 18.0747 | 0.0054468 | -73.1237 | 41.4819
2493 | 2 | East River | NY | 36061 | NYCW | Combined Cycle Gas | 302.1822 | 3.6875 | 0.00060003 | 45.7373 | 0.0074423 | 2.0808 | 0.00060003 | 25.8292 | 0.0074483 | -73.9742 | 40.7281
6074 | 2 | Greenwood Energy Center | MO | 29095 | SPPC | Simple Cycle Gas | 46.5429 | 3.5163 | 0.02195 | 45.6253 | 0.28481 | 3.661 | 0.02195 | 46.4318 | 0.27839 | -94.2982 | 38.8615
55414 | GT101 | Shady Hills | FL | 12101 | FRCC | Simple Cycle Gas | 194.6046 | 1.7726 | 0.0012845 | 45.6247 | 0.033061 | 2.1022 | 0.0012845 | 54.0742 | 0.033039 | -82.5591 | 28.3665
880023 | K2 | Kneeland Station | MA | 25025 | CONUS | Industrial | 30.4856 | 0 | 0 | 45.6005 | 0.13866 | 0 | 0 | 45.682 | 0.13878 | -71.0583 | 42.35
55654 | 12 | Chambersburg Units 12 & 13 | PA | 42055 | PJMW | Simple Cycle Gas | 51.4209 | 0.36642 | 0.00060009 | 45.5815 | 0.07465 | 0.46563 | 0.00060009 | 58.0168 | 0.07477 | -77.6859 | 39.8668
55086 | 102 | Gregory Power Facility | TX | 48409 | TRE | Combined Cycle Gas | 185.9594 | 0.97713 | 0.00060734 | 45.5324 | 0.028301 | 0.51003 | 0.00060734 | 23.7517 | 0.028284 | -97.2572 | 27.8881
54547 | 4 | Independence | NY | 36075 | NYUP | Combined Cycle Gas | 302.729 | 1.8266 | 0.00060003 | 45.5157 | 0.014951 | 1.0302 | 0.00060003 | 25.6762 | 0.014954 | -76.4508 | 43.495
55126 | CT01 | Milford Power Company LLC | CT | 09009 | ISNE | Combined Cycle Gas | 285.4756 | 4.2777 | 0.00060002 | 45.4866 | 0.0063803 | 1.6906 | 0.00060002 | 17.9746 | 0.0063794 | -73.1 | 41.2239
7764 | 2 | MPC Generating | GA | 13297 | SRSE | Simple Cycle Gas | 173.8451 | 0.25623 | 0.00060007 | 45.4776 | 0.1065 | 0.25798 | 0.00060007 | 45.7612 | 0.10644 | -83.6954 | 33.8122
55112 | CT01 | Calpine Sutter Energy Center | CA | 06101 | SRSG | Combined Cycle Gas | 308.2586 | 3.6783 | 0.00060003 | 45.4773 | 0.0074185 | 1.0628 | 0.00060003 | 13.1407 | 0.0074187 | -121.6939 | 39.0531
50732 | ETBLR2 | US Steel (Edgar Thomson) | PA | 42003 | CONUS | EGU-Other | 35.0063 | 0 | 0 | 45.4649 | 0.025315 | 0 | 0 | 51.3245 | 0.025239 | -79.8564 | 40.3925
260 | 2A | Moss Landing | CA | 06053 | CANO | Combined Cycle Gas | 290.9483 | 2.8091 | 0.00060003 | 45.4493 | 0.0097081 | 1.4577 | 0.00060003 | 23.5865 | 0.0097088 | -121.7775 | 36.8042
55259 | CT1 | Whiting Clean Energy, Inc. | IN | 18089 | MISC | Combined Cycle Gas | 251.8986 | 3.3557 | 0.00059997 | 45.3479 | 0.0081079 | 0.45407 | 0.00059997 | 6.1505 | 0.0081267 | -87.4778 | 41.6739
55173 | CT4 | Acadia Power Station | LA | 22001 | MISS | Combined Cycle Gas | 345.1726 | 2.8519 | 0.00060003 | 45.3447 | 0.0095403 | 1.4717 | 0.00060003 | 23.4028 | 0.0095417 | -92.4112 | 30.4284
55221 | G2 | Oswald Generating Station | AR | 05119 | MISS | Combined Cycle Gas | 77.7108 | 0.28707 | 0.00060016 | 45.3212 | 0.094752 | 0.14817 | 0.00060016 | 23.3977 | 0.094775 | -92.2166 | 34.5923
2511 | U00016 | E F Barrett | NY | 36059 | NYCW | Simple Cycle Gas | 20.5719 | 0.06685 | 0.0006457 | 45.3102 | 0.43765 | 0.050032 | 0.0006457 | 33.6157 | 0.43383 | -73.6486 | 40.6169
2511 | U00017 | E F Barrett | NY | 36059 | NYCW | Simple Cycle Gas | 20.5719 | 0.06685 | 0.0006457 | 45.3102 | 0.43765 | 0.049951 | 0.0006457 | 33.5638 | 0.43387 | -73.6486 | 40.6169
54324 | 4 | Ocean State Power II | RI | 44007 | ISNE | Combined Cycle Gas | 123.476 | 0.90768 | 0.00060038 | 45.302 | 0.029965 | 0.35853 | 0.00060038 | 17.8969 | 0.029969 | -71.6701 | 42.0099
58001 | CTG4 | Temple Power Station | TX | 48027 | TRE | Combined Cycle Gas | 368.8211 | 3.7709 | 0.00060002 | 45.2896 | 0.0072064 | 1.9684 | 0.00060002 | 23.6495 | 0.0072089 | -97.315 | 31.0536
55198 | GTG401 | Riverside Generating Company | KY | 21127 | PJMW | Simple Cycle Gas | 189.1547 | 0.47129 | 0.00060003 | 45.2746 | 0.057642 | 0.49344 | 0.00060003 | 47.425 | 0.057669 | -82.6042 | 38.1933
1355 | 7 | E W Brown | KY | 21167 | SRCE | Simple Cycle Gas | 179.5185 | 0.46036 | 0.00060004 | 45.2543 | 0.058986 | 0.49809 | 0.00060004 | 48.9661 | 0.058989 | -84.7139 | 37.7889
55149 | LRG1 | Lake Road Generating Company | CT | 09015 | ISNE | Combined Cycle Gas | 208.2626 | 4.0086 | 0.00060003 | 45.2404 | 0.0067718 | 1.5845 | 0.00060003 | 17.8816 | 0.0067716 | -71.8947 | 41.8736
55333 | 1 | Delta Energy Center, LLC | CA | 06013 | CANO | Combined Cycle Gas | 298.1332 | 2.8949 | 0.00060003 | 45.176 | 0.0093637 | 1.5023 | 0.00060003 | 23.4453 | 0.0093644 | -121.8439 | 38.0167
55645 | CT-01 | Blue Spruce Energy Center | CO | 08001 | RMRG | Simple Cycle Gas | 225.8903 | 0.77182 | 0.00060824 | 45.1687 | 0.035596 | 0.88761 | 0.00060824 | 51.9433 | 0.035595 | -104.68 | 39.7436
1730 | CTG122 | Hancock Peakers | MI | 26125 | MISE | Simple Cycle Gas | 39.9711 | 0.03805 | 0.00058997 | 45.145 | 0.69998 | 0.040235 | 0.00058997 | 47.737 | 0.69998 | -83.4425 | 42.5497
55391 | CT-3 | Rockgen Energy Center | WI | 55025 | MISW | Simple Cycle Gas | 179.3191 | 0.78927 | 0.00059991 | 45.1319 | 0.034304 | 0.85606 | 0.00059991 | 48.927 | 0.034287 | -89.0492 | 42.9767
57839 | 0002 | Woodbridge Energy Center | NJ | 34023 | PJME | Combined Cycle Gas | 424.9625 | 4.6553 | 0.00060002 | 45.0983 | 0.0058128 | 3.7763 | 0.00060002 | 36.5826 | 0.0058127 | -74.3192 | 40.515
58001 | CTG3 | Temple Power Station | TX | 48027 | TRE | Combined Cycle Gas | 366.474 | 3.8131 | 0.00060002 | 45.0902 | 0.0070952 | 1.9904 | 0.00060002 | 23.5384 | 0.0070957 | -97.3154 | 31.0537
55401 | CT-5 | Rolling Hills Generating LLC | OH | 39163 | PJMW | Simple Cycle Gas | 193.8878 | 0.6057 | 0.00060003 | 44.9977 | 0.044576 | 0.63378 | 0.00060003 | 47.1195 | 0.04461 | -82.3328 | 39.0839
56102 | CTG1B | Currant Creek Power Project | UT | 49023 | BASN | Combined Cycle Gas | 296.3413 | 3.2197 | 0.00060003 | 44.966 | 0.00838 | 1.9511 | 0.00060003 | 27.2517 | 0.008381 | -111.894 | 39.8223
55144 | STK1 | Hays Energy Facility | TX | 48209 | TRE | Combined Cycle Gas | 290.9429 | 1.7472 | 0.00060003 | 44.9149 | 0.015425 | 0.91199 | 0.00060003 | 23.427 | 0.015413 | -97.9894 | 29.7806
7989 | 1 | Sylvarena Generating Plant | MS | 28129 | MISS | Simple Cycle Gas | 45.7566 | 0.30461 | 0.00060012 | 44.8896 | 0.088437 | 0.31966 | 0.00060012 | 47.1165 | 0.088455 | -89.4131 | 31.9842
2682 | 20 | S A Carlson | NY | 36013 | NYUP | Combined Cycle Gas | 52.79 | 0.21069 | 0.00060011 | 44.8061 | 0.12762 | 0.11886 | 0.00060011 | 25.3684 | 0.12808 | -79.2417 | 42.0917
1891 | 2 | Laskin Energy Center | MN | 27137 | MISW | Boiler Gas | 48.5914 | 0.70634 | 0.0016809 | 44.7767 | 0.10656 | 0.22551 | 0.0016809 | 14.2476 | 0.1062 | -92.1619 | 47.5306
6042 | MTCT3D | Manatee | FL | 12081 | FRCC | Combined Cycle Gas | 317.1334 | 3.0162 | 0.00060003 | 44.7698 | 0.0089064 | 1.6416 | 0.00060003 | 24.3686 | 0.0089072 | -82.3456 | 27.6058
54 | SCT2 | Smith Generating Facility | KY | 21049 | PJMW | Simple Cycle Gas | 134.5435 | 0.6864 | 0.0010456 | 44.6416 | 0.068005 | 0.7375 | 0.0010456 | 48.0567 | 0.068135 | -84.1025 | 37.8824
51030 | 2 | Ocean State Power | RI | 44007 | ISNE | Combined Cycle Gas | 131.1266 | 0.94703 | 0.00061435 | 44.607 | 0.028937 | 0.37409 | 0.00061435 | 17.6255 | 0.028945 | -71.6701 | 42.0099
2336 | 3 | Tracy | NV | 32029 | BASN | Boiler Gas | 93.3627 | 0.20611 | 0.0006001 | 44.5629 | 0.12975 | 0.1293 | 0.0006001 | 27.7439 | 0.12876 | -119.525 | 39.5625
7238 | 4 | Cane Island | FL | 12097 | FRCC | Combined Cycle Gas | 370.2047 | 4.4376 | 0.00060003 | 44.5288 | 0.0060209 | 2.406 | 0.00060003 | 24.1419 | 0.0060208 | -81.533 | 28.2764
55391 | CT-2 | Rockgen Energy Center | WI | 55025 | MISW | Simple Cycle Gas | 179.1328 | 0.79678 | 0.00059994 | 44.4971 | 0.033505 | 0.87429 | 0.00059994 | 48.824 | 0.033503 | -89.0492 | 42.9767
7839 | 4 | Ladysmith Combustion Turbine Sta | VA | 51033 | PJMD | Simple Cycle Gas | 176.6472 | 2.4219 | 0.0019192 | 44.4913 | 0.035257 | 2.5285 | 0.0019192 | 46.2913 | 0.035136 | -77.5136 | 38.0708
55221 | G4 | Oswald Generating Station | AR | 05119 | MISS | Combined Cycle Gas | 79.4538 | 0.25543 | 0.00060013 | 44.4157 | 0.10435 | 0.1318 | 0.00060013 | 22.9281 | 0.1044 | -92.2166 | 34.5923
55322 | CTG-3 | Chuck Lenzie Generating Station | NV | 32003 | BASN | Combined Cycle Gas | 320.6543 | 3.1533 | 0.00060003 | 44.3966 | 0.0084482 | 1.9109 | 0.00060003 | 26.846 | 0.0084296 | -114.9228 | 36.3853
335 | CT1 | AES Huntington Beach | CA | 06059 | CASO | Combined Cycle Gas | 353.467 | 4.1431 | 0.00060002 | 44.3819 | 0.0064276 | 0.68521 | 0.00060002 | 7.3124 | 0.0064033 | -117.9788 | 33.6436
613 | PFL7B | Lauderdale | FL | 12011 | FRCC | Combined Cycle Gas | 422.6465 | 3.8625 | 0.00060002 | 44.3508 | 0.0068898 | 2.1118 | 0.00060002 | 24.2485 | 0.0068897 | -80.1983 | 26.0681
2880 | CTG5 | Richland Peaking Station | OH | 39039 | PJMW | Simple Cycle Gas | 125.2003 | 0.31923 | 0.00060005 | 44.3469 | 0.083358 | 0.34107 | 0.00060005 | 47.3817 | 0.083359 | -84.3386 | 41.3033
55322 | CTG-2 | Chuck Lenzie Generating Station | NV | 32003 | BASN | Combined Cycle Gas | 329.6632 | 3.0159 | 0.00060003 | 44.325 | 0.0088186 | 1.8277 | 0.00060003 | 26.8658 | 0.0088198 | -114.9228 | 36.3853
7873 | CT1B | Bayside Power Station | FL | 12057 | FRCC | Combined Cycle Gas | 170.2118 | 2.1894 | 0.00060004 | 44.2915 | 0.012139 | 1.1908 | 0.00060004 | 24.0892 | 0.012139 | -82.4231 | 27.9072
55166 | CT-5 | Broad River Energy Center | SC | 45021 | SRCA | Simple Cycle Gas | 206.9049 | 0.84336 | 0.00069884 | 44.2559 | 0.036672 | 0.8906 | 0.00069884 | 46.7361 | 0.036673 | -81.575 | 35.0786
6042 | MTCT3A | Manatee | FL | 12081 | FRCC | Combined Cycle Gas | 317.2347 | 3.5927 | 0.00060003 | 44.1302 | 0.0073704 | 1.9529 | 0.00060003 | 23.9706 | 0.0073651 | -82.3456 | 27.6058
55439 | CTGDB2 | Tenaska Virginia Generating Station | VA | 51065 | PJMD | Combined Cycle Gas | 350.7776 | 2.6796 | 0.00060212 | 44.1165 | 0.0099132 | 1.9453 | 0.00060212 | 32.0278 | 0.0099133 | -78.3813 | 37.8667
55198 | GTG201 | Riverside Generating Company | KY | 21127 | PJMW | Simple Cycle Gas | 190.9556 | 0.51516 | 0.00060003 | 44.0518 | 0.051309 | 0.54206 | 0.00060003 | 46.3861 | 0.051347 | -82.6042 | 38.1933
56326 | GEN2 | Mustang Station (56326) | TX | 48501 | SPPS | Simple Cycle Gas | 159.4893 | 0.88939 | 0.00060004 | 44.0343 | 0.029708 | 0.95398 | 0.00060004 | 47.229 | 0.029706 | -102.7432 | 32.9748
54324 | 3 | Ocean State Power II | RI | 44007 | ISNE | Combined Cycle Gas | 120.6219 | 0.88299 | 0.00060039 | 44.0245 | 0.029935 | 0.34877 | 0.00060039 | 17.3871 | 0.029931 | -71.6701 | 42.0099
7082 | **6 | Harry Allen | NV | 32003 | BASN | Combined Cycle Gas | 291.1771 | 2.9702 | 0.00060003 | 43.9764 | 0.008884 | 1.7998 | 0.00060003 | 26.6496 | 0.0088845 | -114.9 | 36.425
56326 | GEN3 | Mustang Station (56326) | TX | 48501 | SPPS | Simple Cycle Gas | 150.5423 | 0.85453 | 0.00060004 | 43.8723 | 0.030807 | 0.89015 | 0.00060004 | 45.7255 | 0.030823 | -102.743 | 32.9748
60122 | CT8 | Colorado Bend II | TX | 48481 | TRE | Combined Cycle Gas | 610.9727 | 6.0603 | 0.00060002 | 43.8659 | 0.0043431 | 3.1635 | 0.00060002 | 22.898 | 0.0043431 | -96.0656 | 29.2878
55086 | 101 | Gregory Power Facility | TX | 48409 | TRE | Combined Cycle Gas | 185.7119 | 0.95346 | 0.0006113 | 43.8412 | 0.028108 | 0.49769 | 0.0006113 | 22.8784 | 0.028101 | -97.2572 | 27.8881
7873 | CT1A | Bayside Power Station | FL | 12057 | FRCC | Combined Cycle Gas | 169.6841 | 2.041 | 0.00060004 | 43.8195 | 0.012883 | 1.1109 | 0.00060004 | 23.851 | 0.012883 | -82.4231 | 27.9072
260 | 3A | Moss Landing | CA | 06053 | CANO | Combined Cycle Gas | 286.6391 | 2.6952 | 0.00060003 | 43.6323 | 0.0097138 | 1.3986 | 0.00060003 | 22.6429 | 0.009714 | -121.7775 | 36.8042
57029 | ES1 | Cleveland County Generating Facility | NC | 37045 | SRCA | Simple Cycle Gas | 215.2664 | 0.83935 | 0.00060168 | 43.6215 | 0.03127 | 0.88671 | 0.00060168 | 46.1024 | 0.031283 | -81.4167 | 35.1706
55976 | CT201 | Hunterstown Combined Cycle | PA | 42001 | PJME | Combined Cycle Gas | 198.0667 | 4.2383 | 0.00060003 | 43.5557 | 0.0061663 | 3.438 | 0.00060003 | 35.3529 | 0.0061701 | -77.1672 | 39.8725
7917 | 8B | Chattahoochee Energy Facility | GA | 13149 | SRSE | Combined Cycle Gas | 264.3445 | 2.6906 | 0.00060003 | 43.5476 | 0.0097116 | 1.261 | 0.00060003 | 20.4097 | 0.0097119 | -85.0387 | 33.407
55518 | CTG3 | High Desert Power Project | CA | 06071 | CASO | Combined Cycle Gas | 270.758 | 3.0963 | 0.00060003 | 43.538 | 0.0084373 | 0.61032 | 0.00060003 | 8.5746 | 0.0084299 | -117.3647 | 34.5953
7873 | CT1C | Bayside Power Station | FL | 12057 | FRCC | Combined Cycle Gas | 174.074 | 2.01 | 0.00060003 | 43.5025 | 0.012987 | 1.0933 | 0.00060003 | 23.6634 | 0.012987 | -82.4231 | 27.9072
7242 | **2 | Polk | FL | 12105 | FRCC | Combined Cycle Gas | 271.5108 | 23.5845 | 0.0043002 | 43.4545 | 0.0079231 | 12.8248 | 0.0043002 | 23.6019 | 0.0079138 | -81.9897 | 27.7286
10751 | 002001 | Camden Plant Holding, LLC | NJ | 34007 | PJME | Combined Cycle Gas | 152.9225 | 0.29335 | 0.00060006 | 43.4378 | 0.088855 | 0.23775 | 0.00060006 | 34.9251 | 0.088147 | -75.1192 | 39.9175
55165 | GTG1 | Calcasieu Plant | LA | 22019 | MISS | Simple Cycle Gas | 167.6695 | 0.265 | 0.00060002 | 43.4302 | 0.098335 | 0.2881 | 0.00060002 | 47.2028 | 0.09831 | -93.3458 | 30.1603
55282 | CTG1 | Arlington Valley Energy Facility | AZ | 04013 | SRSG | Combined Cycle Gas | 311.8433 | 3.0094 | 0.00060003 | 43.4298 | 0.0086592 | 0.86857 | 0.00060003 | 12.5208 | 0.0086496 | -112.8897 | 33.3417
55173 | CT3 | Acadia Power Station | LA | 22001 | MISS | Combined Cycle Gas | 348.8505 | 2.8589 | 0.00060003 | 43.4271 | 0.0091147 | 1.4753 | 0.00060003 | 22.411 | 0.0091152 | -92.4112 | 30.4284
56799 | 1 | Greenland Energy Center | FL | 12031 | FRCC | Simple Cycle Gas | 194.2171 | 0.85152 | 0.00060009 | 43.4022 | 0.030587 | 1.0202 | 0.00060009 | 52.0039 | 0.030588 | -81.517 | 30.1578
55306 | 4CTGA | Gila River Power Station | AZ | 04013 | SRSG | Combined Cycle Gas | 303.4031 | 2.7102 | 0.00060003 | 43.3712 | 0.0096022 | 0.78226 | 0.00060003 | 12.5196 | 0.0096032 | -112.694 | 32.9761
55322 | CTG-1 | Chuck Lenzie Generating Station | NV | 32003 | BASN | Combined Cycle Gas | 330.1181 | 3.0397 | 0.00060003 | 43.3564 | 0.0085584 | 1.8421 | 0.00060003 | 26.2868 | 0.0085623 | -114.9228 | 36.3853
1007 | CT5 | Noblesville | IN | 18057 | MISC | Combined Cycle Gas | 79.7201 | 1.1873 | 0.0006001 | 43.2373 | 0.021854 | 0 |  | 0 |  | -85.9714 | 40.0969
55365 | GT-4 | LaPorte Generating Station | TX | 48201 | TRE | Simple Cycle Gas | 44.9637 | 0.19445 | 0.00062362 | 43.2158 | 0.1386 | 0.20889 | 0.00062362 | 45.9311 | 0.13712 | -95.071 | 29.702
1730 | CTG121 | Hancock Peakers | MI | 26125 | MISE | Simple Cycle Gas | 40.9025 | 0.03775 | 0.00061249 | 43.1441 | 0.70001 | 0.039653 | 0.00061249 | 45.3186 | 0.70001 | -83.4425 | 42.5497
389 | 2-2 | El Centro | CA | 06025 | SRSG | Combined Cycle Gas | 103.4425 | 0.78643 | 0.00060006 | 43.1008 | 0.032887 | 0.22674 | 0.00060006 | 12.4263 | 0.032887 | -115.54 | 32.8022
10244 | B003 | Pixelle Specialty Solutions LLC | OH | 39141 | CONUS | EGU-Other | 28.3242 | 0 | 0 | 43.0929 | 0.071955 | 0 | 0 | 44.9841 | 0.071955 | -82.9744 | 39.3265
1904 | 5 | Black Dog | MN | 27037 | MISW | Combined Cycle Gas | 291.3926 | 1.2788 | 0.00060215 | 43.0477 | 0.02027 | 0 |  | 0 |  | -93.2501 | 44.8108
55365 | GT-1 | LaPorte Generating Station | TX | 48201 | TRE | Simple Cycle Gas | 45.1135 | 0.20265 | 0.00063887 | 43.006 | 0.13558 | 0.21524 | 0.00063887 | 45.289 | 0.13443 | -95.071 | 29.702
58236 | CT1 | Marshalltown Generating Station | IA | 19127 | MISW | Combined Cycle Gas | 339.5919 | 3.1095 | 0.00060003 | 42.9636 | 0.0082904 | 0.41164 | 0.00060003 | 5.6888 | 0.0082922 | -92.8596 | 42.0475
335 | CT2 | AES Huntington Beach | CA | 06059 | CASO | Combined Cycle Gas | 354.2689 | 4.029 | 0.00060003 | 42.9605 | 0.006398 | 0.61353 | 0.00060003 | 6.5206 | 0.0063771 | -117.9788 | 33.6436
58005 | CTG1 | Panda Sherman Power Station | TX | 48181 | TRE | Combined Cycle Gas | 373.8125 | 3.5554 | 0.00060002 | 42.9313 | 0.0072452 | 1.8559 | 0.00060002 | 22.4036 | 0.0072432 | -96.614 | 33.5751
55239 | 3 | Red Oak Power, LLC | NJ | 34023 | PJME | Combined Cycle Gas | 203.5635 | 2.4145 | 0.00060003 | 42.9171 | 0.010665 | 1.9585 | 0.00060003 | 34.8038 | 0.010663 | -74.3497 | 40.4481
54096 | Z007 | International Paper-Riverdale Mill | AL | 01047 | CONUS | Industrial | 62.7254 | 0 | 0 | 42.909 | 0.67857 | 0 | 0 | 42.909 | 0.67857 | -86.8694 | 32.425
147 | K-7 | Kyrene Generating Station | AZ | 04013 | SRSG | Combined Cycle Gas | 264.5927 | 2.6498 | 0.00060004 | 42.8293 | 0.0096986 | 0.76571 | 0.00060004 | 12.3779 | 0.0096998 | -111.9364 | 33.3544
55306 | 1CTGB | Gila River Power Station | AZ | 04013 | SRSG | Combined Cycle Gas | 288.6789 | 2.8367 | 0.00060003 | 42.7966 | 0.0090523 | 0.81762 | 0.00060003 | 12.3351 | 0.0090523 | -112.694 | 32.9761
55348 | 3 | Troy Energy, LLC | OH | 39173 | PJMW | Simple Cycle Gas | 188.7772 | 0.76518 | 0.00060221 | 42.7612 | 0.033654 | 0.81371 | 0.00060221 | 45.5127 | 0.033683 | -83.4616 | 41.4774
2493 | 1 | East River | NY | 36061 | NYCW | Combined Cycle Gas | 299.6879 | 3.5693 | 0.00060003 | 42.722 | 0.0071818 | 2.0144 | 0.00060003 | 24.1427 | 0.0071912 | -73.9742 | 40.7281
56458 | HOBB1 | Hobbs Generating Station | NM | 35025 | SPPS | Combined Cycle Gas | 304.7065 | 1.8574 | 0.00027953 | 42.7205 | 0.0064291 | 0.19144 | 0.00027953 | 4.4031 | 0.0064292 | -103.3095 | 32.7282
56806 | CBY41 | Cedar Bayou 4 | TX | 48071 | TRE | Combined Cycle Gas | 188.3894 | 2.4477 | 0.00060003 | 42.7155 | 0.010471 | 1.2777 | 0.00060003 | 22.3024 | 0.010474 | -94.923 | 29.7496
55061 | CT5 | Tenaska Georgia Generating Station | GA | 13149 | SRSE | Simple Cycle Gas | 178.7753 | 0.47815 | 0.00067193 | 42.7072 | 0.060015 | 0.48149 | 0.00067193 | 42.9423 | 0.059928 | -84.9996 | 33.3516
50607 | 26 | Vicinity Energy Philadelphia - Schuylkill | PA | 42101 | CONUS | EGU-Other | 52.8541 | 0 | 0 | 42.5795 | 0.10961 | 0 | 0 | 45.7773 | 0.10972 | -75.1875 | 39.9422
260 | 4A | Moss Landing | CA | 06053 | CANO | Combined Cycle Gas | 289.8235 | 2.4921 | 0.00060003 | 42.5794 | 0.010252 | 1.2933 | 0.00060003 | 22.0991 | 0.010253 | -121.7775 | 36.8042
880088 | 59F-3 | Marathon Petroleum Company LP | IL | 17033 | CONUS | Industrial | 26.2 | 0 |  | 42.5716 |  | 0 | 0 | 0 | 0 | -87.7222 | 39
55306 | 1CTGA | Gila River Power Station | AZ | 04013 | SRSG | Combined Cycle Gas | 291.2026 | 2.8474 | 0.00060003 | 42.5488 | 0.0089664 | 0.82089 | 0.00060003 | 12.2662 | 0.0089661 | -112.694 | 32.9761
55333 | 3 | Delta Energy Center, LLC | CA | 06013 | CANO | Combined Cycle Gas | 289.2636 | 2.9504 | 0.00060003 | 42.469 | 0.008637 | 1.5311 | 0.00060003 | 22.0376 | 0.0086366 | -121.8439 | 38.0167
2500 | UCC001 | Ravenswood Generating Station | NY | 36081 | NYCW | Combined Cycle Gas | 299.532 | 3.4699 | 0.0006097 | 42.4262 | 0.0074549 | 1.9586 | 0.0006097 | 23.8949 | 0.0074383 | -73.9451 | 40.7585
56150 | 11B | McIntosh Combined Cycle Facility | GA | 13103 | SRSE | Combined Cycle Gas | 370.547 | 4.3744 | 0.00060003 | 42.4005 | 0.005816 | 2.0508 | 0.00060003 | 19.8691 | 0.0058134 | -81.1828 | 32.3478
55841 | A03 | Silverhawk | NV | 32003 | BASN | Combined Cycle Gas | 327.194 | 2.0288 | 0.00060003 | 42.3514 | 0.012526 | 1.2297 | 0.00060003 | 25.6823 | 0.012532 | -114.9603 | 36.4078
55091 | STK4 | Midlothian Energy | TX | 48139 | TRE | Combined Cycle Gas | 279.656 | 1.4454 | 0.00060003 | 42.2935 | 0.017558 | 0.75444 | 0.00060003 | 22.0627 | 0.017547 | -97.0537 | 32.4302
55706 | CTG1 | Choctaw County Gen | MS | 28019 | SRCE | Combined Cycle Gas | 234.9447 | 2.8817 | 0.00060003 | 42.1973 | 0.0087864 | 0.75203 | 0.00060003 | 11.1033 | 0.0088591 | -89.4201 | 33.2881
55439 | CTGDB1 | Tenaska Virginia Generating Station | VA | 51065 | PJMD | Combined Cycle Gas | 347.6587 | 2.9196 | 0.0006507 | 42.1533 | 0.0093947 | 2.1196 | 0.0006507 | 30.6029 | 0.0093947 | -78.3813 | 37.8667
6043 | PMR8C | Martin | FL | 12085 | FRCC | Combined Cycle Gas | 344.2685 | 3.5307 | 0.00060012 | 42.1403 | 0.0071626 | 1.9224 | 0.00060012 | 22.9381 | 0.0071608 | -80.5628 | 27.0536
55229 | G4CT1 | Montpelier Electric Gen Station | IN | 18179 | MISC | Simple Cycle Gas | 29.9487 | 0.7093 | 0.003012 | 42.0295 | 0.17847 | 0.75413 | 0.003012 | 44.9603 | 0.17957 | -85.3057 | 40.6206
56150 | 11A | McIntosh Combined Cycle Facility | GA | 13103 | SRSE | Combined Cycle Gas | 375.1091 | 4.1474 | 0.00060003 | 42.0083 | 0.0060775 | 1.9445 | 0.00060003 | 19.6935 | 0.006077 | -81.1828 | 32.3478
10328 | UNIT2 | T B Simon Power Plant | MI | 26065 | CONUS | EGU-Other | 25.994 | 0 | 0 | 41.9662 | 0.12301 | 0 | 0 | 44.6716 | 0.12301 | -84.4836 | 42.7178
55299 | CTG3 | Channel Energy Center | TX | 48201 | TRE | Combined Cycle Gas | 343.5212 | 3.9174 | 0.0005662 | 41.965 | 0.0060654 | 2.0449 | 0.0005662 | 21.9075 | 0.0060659 | -95.2319 | 29.7189
55308 | C | DTE Calvert City, LLC | KY | 21157 | CONUS | EGU-Other | 27.1104 | 0 | 0 | 41.9519 | 0.086883 | 0 | 0 | 44.1705 | 0.086883 | -88.3506 | 37.0467
55440 | CTGDB1 | Tenaska Central Alabama Gen Station | AL | 01001 | SRSE | Combined Cycle Gas | 330.6975 | 3.2618 | 0.00059891 | 41.8527 | 0.0076846 | 1.5307 | 0.00059891 | 19.6522 | 0.0076893 | -86.7386 | 32.6503
1595 | 4 | Kendall Green Energy LLC | MA | 25017 | ISNE | Combined Cycle Gas | 325.9272 | 3.641 | 0.00060791 | 41.8195 | 0.0069824 | 1.4388 | 0.00060791 | 16.5258 | 0.0069824 | -71.0792 | 42.3633
55198 | GTG101 | Riverside Generating Company | KY | 21127 | PJMW | Simple Cycle Gas | 190.4918 | 0.45822 | 0.00060004 | 41.7808 | 0.054711 | 0.48699 | 0.00060004 | 44.4569 | 0.054776 | -82.6042 | 38.1933
56150 | 10A | McIntosh Combined Cycle Facility | GA | 13103 | SRSE | Combined Cycle Gas | 379.687 | 4.1616 | 0.00060003 | 41.7645 | 0.0060216 | 1.9512 | 0.00060003 | 19.5683 | 0.0060176 | -81.1828 | 32.3478
54114 | GT1 | KIAC Cogeneration | NY | 36081 | NYCW | Combined Cycle Gas | 79.833 | 0.93556 | 0.00060012 | 41.7608 | 0.026788 | 0.52804 | 0.00060012 | 23.5719 | 0.02679 | -73.7778 | 40.6417
621 | TPCT5C | Turkey Point | FL | 12086 | FRCC | Combined Cycle Gas | 316.7075 | 3.4847 | 0.00060647 | 41.7119 | 0.0072595 | 1.8992 | 0.00060647 | 22.7227 | 0.007256 | -80.3308 | 25.4356
469 | 5 | Cherokee | CO | 08001 | RMRG | Combined Cycle Gas | 333.6696 | 2.2236 | 0.00059308 | 41.7047 | 0.011123 | 1.0864 | 0.00059308 | 20.3542 | 0.011112 | -104.9458 | 39.8034
7242 | **3 | Polk | FL | 12105 | FRCC | Combined Cycle Gas | 273.2207 | 24.7056 | 0.0043027 | 41.6863 | 0.00726 | 13.4227 | 0.0043027 | 22.6158 | 0.0072496 | -81.9897 | 27.7286
8031 | 12 | Emery Station | IA | 19033 | MISW | Combined Cycle Gas | 293.2611 | 2.0892 | 0.00060003 | 41.6399 | 0.011959 | 0.30083 | 0.00060003 | 6.0251 | 0.012017 | -93.2922 | 43.094
56150 | 10B | McIntosh Combined Cycle Facility | GA | 13103 | SRSE | Combined Cycle Gas | 370.5199 | 4.1772 | 0.00060002 | 41.6269 | 0.0059794 | 1.9587 | 0.00060002 | 19.5025 | 0.0059745 | -81.1828 | 32.3478
55166 | CT-4 | Broad River Energy Center | SC | 45021 | SRCA | Simple Cycle Gas | 210.7839 | 1.2619 | 0.0010221 | 41.6227 | 0.033712 | 1.3329 | 0.0010221 | 43.965 | 0.033712 | -81.575 | 35.0786
54 | SCT1 | Smith Generating Facility | KY | 21049 | PJMW | Simple Cycle Gas | 133.8568 | 0.73962 | 0.0010207 | 41.6134 | 0.057428 | 0.79193 | 0.0010207 | 44.5977 | 0.057482 | -84.1025 | 37.8824
55645 | CT-02 | Blue Spruce Energy Center | CO | 08001 | RMRG | Simple Cycle Gas | 233.7408 | 0.8334 | 0.0007851 | 41.6064 | 0.039195 | 0.95356 | 0.0007851 | 47.5838 | 0.039177 | -104.68 | 39.7436
55455 | CC1B | Redhawk Generating Facility | AZ | 04013 | SRSG | Combined Cycle Gas | 294.601 | 2.6797 | 0.00060003 | 41.595 | 0.0093138 | 0.77356 | 0.00060003 | 12.0072 | 0.0093138 | -112.84 | 33.33
56237 | CT04 | Lake Side Power Plant | UT | 49049 | BASN | Combined Cycle Gas | 323.0341 | 3.8304 | 0.00060003 | 41.5681 | 0.0065116 | 2.3211 | 0.00060003 | 25.1873 | 0.0065112 | -111.7547 | 40.3311
6043 | PMR8D | Martin | FL | 12085 | FRCC | Combined Cycle Gas | 346.3387 | 3.4525 | 0.00060028 | 41.5614 | 0.0072261 | 1.8779 | 0.00060028 | 22.5989 | 0.0072237 | -80.5628 | 27.0536
2398 | 1401 | Bergen Generating Station | NJ | 34003 | PJME | Combined Cycle Gas | 136.3989 | 0.73701 | 0.0006032 | 41.533 | 0.033992 | 0.59777 | 0.0006032 | 33.9768 | 0.034286 | -74.0244 | 40.8375
2081 | 17 | Northeast Generating Station | MO | 29095 | SPPC | Oil | 38.4969 | 1.0409 | 0.030079 | 41.5261 | 1.1999 | 0 |  | 0 |  | -94.5605 | 39.1231
57839 | 0001 | Woodbridge Energy Center | NJ | 34023 | PJME | Combined Cycle Gas | 437.5508 | 4.238 | 0.00060003 | 41.4766 | 0.0058724 | 3.4377 | 0.00060003 | 33.6456 | 0.0058725 | -74.3192 | 40.515
55081 | AA-004 | Brownsville Combustion Turbine Plant | TN | 47075 | SRCE | Simple Cycle Gas | 134.3351 | 0.28081 | 0.00060004 | 41.4367 | 0.088543 | 0.29487 | 0.00060004 | 43.514 | 0.088549 | -89.198 | 35.5438
6071 | 6 | Trimble County | KY | 21223 | SRCE | Simple Cycle Gas | 179.5558 | 0.76887 | 0.00060004 | 41.4084 | 0.032316 | 0.82673 | 0.00060004 | 44.5344 | 0.032323 | -85.4117 | 38.5847
59926 | AL2 | Alpine Power Plant | MI | 26137 | MISE | Simple Cycle Gas | 200.6024 | 1.0943 | 0.00060003 | 41.386 | 0.022693 | 1.1496 | 0.00060003 | 43.4854 | 0.022697 | -84.8248 | 45.0632
141 | 2 | Agua Fria Generating Station | AZ | 04013 | SRSG | Boiler Gas | 126.9187 | 0.11493 | 0.00060011 | 41.3695 | 0.21601 | 0.15342 | 0.00060011 | 55.0768 | 0.21544 | -112.2161 | 33.5542
2511 | U00018 | E F Barrett | NY | 36059 | NYCW | Simple Cycle Gas | 17.4872 | 0.05615 | 0.00056078 | 41.3598 | 0.41307 | 0.04557 | 0.00056078 | 33.5663 | 0.41307 | -73.6486 | 40.6169
2511 | U00019 | E F Barrett | NY | 36059 | NYCW | Simple Cycle Gas | 17.4872 | 0.05615 | 0.00056078 | 41.3598 | 0.41307 | 0.04557 | 0.00056078 | 33.5663 | 0.41307 | -73.6486 | 40.6169
55455 | CC2B | Redhawk Generating Facility | AZ | 04013 | SRSG | Combined Cycle Gas | 295.284 | 2.7287 | 0.00060003 | 41.2535 | 0.0090715 | 0.78721 | 0.00060003 | 11.9016 | 0.0090717 | -112.84 | 33.33
54041 | 011854 | Lockport | NY | 36063 | NYUP | Combined Cycle Gas | 50.4921 | 0.21527 | 0.00060184 | 41.2322 | 0.11528 | 0.12145 | 0.00060184 | 23.2406 | 0.11516 | -78.7453 | 43.1622
7826 | 1 | Plant Rowan County | NC | 37159 | SRCA | Simple Cycle Gas | 175.755 | 0.87049 | 0.00075235 | 41.1486 | 0.035564 | 0.9083 | 0.00075235 | 42.7881 | 0.035442 | -80.6021 | 35.7323
55126 | CT02 | Milford Power Company LLC | CT | 09009 | ISNE | Combined Cycle Gas | 289.4278 | 3.8856 | 0.00060003 | 41.1128 | 0.0063488 | 1.5356 | 0.00060003 | 16.247 | 0.0063485 | -73.1 | 41.2239
6373 | 2 | Rokeby | NE | 31109 | SPPN | Simple Cycle Gas | 65.1627 | 0.14643 | 0.00068909 | 41.0856 | 0.19334 | 0.14625 | 0.00068909 | 41.1963 | 0.1941 | -96.7364 | 40.7316
58005 | CTG2 | Panda Sherman Power Station | TX | 48181 | TRE | Combined Cycle Gas | 374.7692 | 3.5668 | 0.00060002 | 40.9999 | 0.0068971 | 1.8618 | 0.00060002 | 21.3973 | 0.0068958 | -96.614 | 33.5752
2953 | T6 | Mustang | OK | 40017 | SPPS | Simple Cycle Gas | 56.7754 | 0.30285 | 0.00060009 | 40.9967 | 0.081235 | 0.33433 | 0.00060009 | 45.2444 | 0.081209 | -97.6733 | 35.4711
55166 | CT-3 | Broad River Energy Center | SC | 45021 | SRCA | Simple Cycle Gas | 208.88 | 0.82252 | 0.00070146 | 40.9786 | 0.034947 | 0.86851 | 0.00070146 | 43.2719 | 0.034949 | -81.575 | 35.0786
55482 | CT-1 | Goldendale Generating Station | WA | 53039 | NWPP | Combined Cycle Gas | 328.924 | 3.033 | 0.00060003 | 40.9674 | 0.0081047 | 2.8632 | 0.00060003 | 38.6877 | 0.0081076 | -120.833 | 45.8114
56237 | CT01 | Lake Side Power Plant | UT | 49049 | BASN | Combined Cycle Gas | 268.3051 | 3.5586 | 0.00060003 | 40.934 | 0.0069022 | 2.1563 | 0.00060003 | 24.8198 | 0.0069066 | -111.7547 | 40.3311
1007 | CT3 | Noblesville | IN | 18057 | MISC | Combined Cycle Gas | 81.3453 | 1.1312 | 0.0006001 | 40.9259 | 0.021711 | 0 |  | 0 |  | -85.9714 | 40.0969
56458 | HOBB2 | Hobbs Generating Station | NM | 35025 | SPPS | Combined Cycle Gas | 308.9656 | 1.7274 | 0.00027944 | 40.8484 | 0.0066078 | 0.17807 | 0.00027944 | 4.2117 | 0.0066095 | -103.3095 | 32.7282
1554 | 3 | Herbert A Wagner | MD | 24003 | PJME | Coal | 243.7796 | 457.4019 | 0.62298 | 40.8109 | 0.055585 | 341.9277 | 0.62298 | 29.3674 | 0.053507 | -76.5268 | 39.1781
2081 | 18 | Northeast Generating Station | MO | 29095 | SPPC | Oil | 38.5264 | 1.0213 | 0.030055 | 40.7813 | 1.2 | 0 |  | 0 |  | -94.5605 | 39.1231
621 | TPCT5A | Turkey Point | FL | 12086 | FRCC | Combined Cycle Gas | 320.1602 | 3.3281 | 0.00060498 | 40.7778 | 0.0074125 | 1.8122 | 0.00060498 | 22.2037 | 0.0074124 | -80.3308 | 25.4356
7999 | 1 | Grays Harbor Energy Center | WA | 53027 | NWPP | Combined Cycle Gas | 373.9531 | 6.5441 | 0.0010771 | 40.7562 | 0.0067082 | 6.1776 | 0.0010771 | 38.4667 | 0.006707 | -123.48 | 46.9688
55375 | CT1 | Astoria Energy | NY | 36081 | NYCW | Combined Cycle Gas | 344.2993 | 4.1656 | 0.00064314 | 40.7304 | 0.0062886 | 2.3503 | 0.00064314 | 22.9626 | 0.0062835 | -73.8964 | 40.7825
56400 | 1 | Treasure Coast Energy Center | FL | 12111 | FRCC | Combined Cycle Gas | 366.6823 | 4.428 | 0.00060003 | 40.6468 | 0.0055079 | 2.4062 | 0.00060003 | 22.0842 | 0.005507 | -80.3775 | 27.3839
55406 | 2 | Effingham County Power, LLC | GA | 13103 | SRSE | Combined Cycle Gas | 176.3882 | 3.0848 | 0.00060003 | 40.6217 | 0.0079013 | 1.4457 | 0.00060003 | 19.0452 | 0.0079045 | -81.2842 | 32.2792
4076 | **34 | West Marinette | WI | 55075 | MISW | Simple Cycle Gas | 93.3264 | 0.4897 | 0.00060593 | 40.5722 | 0.050202 | 0.54334 | 0.00060593 | 44.9602 | 0.050139 | -87.6881 | 45.0869
55641 | CT-03 | Riverside Energy Center | WI | 55105 | MISW | Combined Cycle Gas | 365.8041 | 3.292 | 0.00060002 | 40.5542 | 0.0073916 | 0.36419 | 0.00060002 | 4.4732 | 0.0073698 | -89.0351 | 42.5835
56807 | 1A | Bear Garden Generating Station | VA | 51029 | PJMD | Combined Cycle Gas | 376.6097 | 2.8779 | 0.00060133 | 40.5419 | 0.0084712 | 2.0893 | 0.00060133 | 29.4422 | 0.0084739 | -78.2871 | 37.6966
2406 | 2201 | Linden Generating Station | NJ | 34039 | PJME | Combined Cycle Gas | 345.8635 | 2.6359 | 0.00060011 | 40.5269 | 0.0092268 | 2.1381 | 0.00060011 | 32.8649 | 0.0092246 | -74.2097 | 40.6225
55061 | CT4 | Tenaska Georgia Generating Station | GA | 13149 | SRSE | Simple Cycle Gas | 180.7954 | 0.43092 | 0.000669 | 40.4757 | 0.062839 | 0.43392 | 0.000669 | 40.555 | 0.062527 | -84.9996 | 33.3516
3132 | 005 | Warren | PA | 42123 | PJME | Oil | 85.434 | 0.051233 | 0.00060008 | 40.4717 | 0.47403 | 0.0066582 | 0.00060008 | 5.2709 | 0.47505 | -79.19 | 41.8358
55061 | CT1 | Tenaska Georgia Generating Station | GA | 13149 | SRSE | Simple Cycle Gas | 177.4223 | 0.45827 | 0.00067809 | 40.435 | 0.05983 | 0.46146 | 0.00067809 | 40.4344 | 0.059416 | -84.9996 | 33.3516
58236 | CT2 | Marshalltown Generating Station | IA | 19127 | MISW | Combined Cycle Gas | 339.6605 | 2.9942 | 0.00060002 | 40.3965 | 0.0080954 | 0.41254 | 0.00060002 | 5.5681 | 0.0080986 | -92.8596 | 42.0475
6081 | 001 | Stony Brook Energy Center | MA | 25013 | ISNE | Oil | 93.3937 | 0 | 0 | 40.375 | 0.16268 | 0 |  | 0 |  | -72.5103 | 42.1977
55166 | CT-2 | Broad River Energy Center | SC | 45021 | SRCA | Simple Cycle Gas | 209.0297 | 0.72311 | 0.00061186 | 40.3179 | 0.034115 | 0.7635 | 0.00061186 | 42.5703 | 0.034115 | -81.575 | 35.0786
54547 | 3 | Independence | NY | 36075 | NYUP | Combined Cycle Gas | 307.2873 | 1.6965 | 0.00060003 | 40.2965 | 0.014253 | 0.95685 | 0.00060003 | 22.7173 | 0.014246 | -76.4508 | 43.495
55103 | CT1 | Klamath Cogeneration Project | OR | 41035 | NWPP | Combined Cycle Gas | 274.4281 | 2.8034 | 0.00060004 | 40.2289 | 0.0086104 | 2.6465 | 0.00060004 | 37.9957 | 0.0086147 | -121.8106 | 42.1739
55662 | CT2 | Chehalis Generation Facility | WA | 53041 | NWPP | Combined Cycle Gas | 292.7722 | 5.9995 | 0.0013584 | 40.2259 | 0.0091078 | 5.6635 | 0.0013584 | 37.9736 | 0.009108 | -122.9145 | 46.6226
55972 | CT1 | Cass County Station | NE | 31025 | SPPN | Simple Cycle Gas | 177.4562 | 0.3528 | 0.00060004 | 40.1885 | 0.068351 | 0.38166 | 0.00060004 | 43.4784 | 0.068355 | -95.9667 | 40.9472
56196 | CTG7B | Poletti 500 MW CC | NY | 36081 | NYCW | Combined Cycle Gas | 283.7272 | 2.8964 | 0.00064982 | 40.1702 | 0.0090122 | 1.6362 | 0.00064982 | 22.3658 | 0.0088823 | -73.9056 | 40.7881
7829 | 1 | Smarr Energy Facility | GA | 13207 | SRSE | Simple Cycle Gas | 99.0067 | 0.58028 | 0.00060004 | 40.1209 | 0.041488 | 0.58099 | 0.00060004 | 40.1654 | 0.041483 | -83.8464 | 32.9856
2406 | 1101 | Linden Generating Station | NJ | 34039 | PJME | Combined Cycle Gas | 343.6274 | 2.8316 | 0.00060641 | 40.1175 | 0.0085916 | 2.2966 | 0.00060641 | 32.533 | 0.0085901 | -74.2097 | 40.6225
55405 | 1 | Athens Generating Company | NY | 36039 | NYUP | Combined Cycle Gas | 404.7689 | 3.3788 | 0.00060002 | 40.0653 | 0.007115 | 1.9056 | 0.00060002 | 22.6011 | 0.0071163 | -73.8492 | 42.2728
55198 | GTG501 | Riverside Generating Company | KY | 21127 | PJMW | Simple Cycle Gas | 190.0842 | 0.42737 | 0.00060004 | 39.9917 | 0.05615 | 0.44448 | 0.00060004 | 41.6055 | 0.056167 | -82.6042 | 38.1933
55455 | CC1A | Redhawk Generating Facility | AZ | 04013 | SRSG | Combined Cycle Gas | 299.0665 | 2.6508 | 0.00060003 | 39.9807 | 0.00905 | 0.76513 | 0.00060003 | 11.54 | 0.00905 | -112.84 | 33.33
609 | CCCT3A | Cape Canaveral | FL | 12009 | FRCC | Combined Cycle Gas | 428.6622 | 2.9412 | 0.00060315 | 39.974 | 0.0081975 | 1.6152 | 0.00060315 | 21.9424 | 0.0081939 | -80.7654 | 28.4684
56196 | CTG7A | Poletti 500 MW CC | NY | 36081 | NYCW | Combined Cycle Gas | 304.3202 | 3.1255 | 0.00065755 | 39.8926 | 0.0083926 | 1.7646 | 0.00065755 | 22.4716 | 0.0083736 | -73.9056 | 40.7881
55412 | CT1 | Osprey Energy Center | FL | 12105 | FRCC | Combined Cycle Gas | 321.5299 | 2.0927 | 0.00060003 | 39.8258 | 0.011419 | 1.1497 | 0.00060003 | 21.8778 | 0.011418 | -81.8083 | 28.0525
6085 | 16B | R M Schahfer Generating Station | IN | 18073 | MISC | Simple Cycle Gas | 96.2716 | 0.10464 | 0.00060007 | 39.8011 | 0.22824 | 0.11333 | 0.00060007 | 43.1906 | 0.22869 | -87.0239 | 41.2175
2953 | T10 | Mustang | OK | 40017 | SPPS | Simple Cycle Gas | 56.8926 | 0.29403 | 0.00060009 | 39.7853 | 0.081198 | 0.31965 | 0.00060009 | 43.2413 | 0.081179 | -97.6733 | 35.4711
55211 | 2 | Bellingham Power Generation LLC | MA | 25021 | ISNE | Combined Cycle Gas | 196.8408 | 2.6603 | 0.00060004 | 39.7304 | 0.0089613 | 1.0511 | 0.00060004 | 15.6522 | 0.0089353 | -71.4529 | 42.1113
55211 | 1 | Bellingham Power Generation LLC | MA | 25021 | ISNE | Combined Cycle Gas | 190.4741 | 2.5926 | 0.00060004 | 39.6704 | 0.0091813 | 1.0243 | 0.00060004 | 15.6158 | 0.0091474 | -71.4529 | 42.1113
55327 | CTG-3 | Baytown Energy Center | TX | 48071 | TRE | Combined Cycle Gas | 294.3678 | 2.3132 | 0.00060003 | 39.6454 | 0.010284 | 1.2076 | 0.00060003 | 20.7084 | 0.01029 | -94.9019 | 29.7731
55061 | CT2 | Tenaska Georgia Generating Station | GA | 13149 | SRSE | Simple Cycle Gas | 175.8734 | 0.47101 | 0.0006758 | 39.6305 | 0.056861 | 0.47429 | 0.0006758 | 39.6303 | 0.056468 | -84.9996 | 33.3516
55239 | 1 | Red Oak Power, LLC | NJ | 34023 | PJME | Combined Cycle Gas | 201.9496 | 2.2209 | 0.00060003 | 39.5812 | 0.010694 | 1.8016 | 0.00060003 | 32.1112 | 0.010695 | -74.3497 | 40.4481
55414 | GT201 | Shady Hills | FL | 12101 | FRCC | Simple Cycle Gas | 183.3782 | 0.9619 | 0.00077146 | 39.5656 | 0.031732 | 1.1391 | 0.00077146 | 46.8547 | 0.031732 | -82.5591 | 28.3665
55149 | LRG3 | Lake Road Generating Company | CT | 09015 | ISNE | Combined Cycle Gas | 218.2931 | 3.8994 | 0.00060004 | 39.5406 | 0.0060846 | 1.5411 | 0.00060004 | 15.6308 | 0.006086 | -71.8947 | 41.8736
55239 | 2 | Red Oak Power, LLC | NJ | 34023 | PJME | Combined Cycle Gas | 202.3641 | 2.153 | 0.00060003 | 39.5386 | 0.011019 | 1.7462 | 0.00060003 | 32.0587 | 0.011016 | -74.3497 | 40.4481
55365 | GT-2 | LaPorte Generating Station | TX | 48201 | TRE | Simple Cycle Gas | 44.8939 | 0.18195 | 0.00062137 | 39.3898 | 0.13452 | 0.19546 | 0.00062137 | 42.0687 | 0.13374 | -95.071 | 29.702
55348 | 2 | Troy Energy, LLC | OH | 39173 | PJMW | Simple Cycle Gas | 188.7606 | 0.64692 | 0.0006017 | 39.3736 | 0.036622 | 0.68473 | 0.0006017 | 41.6789 | 0.036625 | -83.4616 | 41.4774
7917 | 8A | Chattahoochee Energy Facility | GA | 13149 | SRSE | Combined Cycle Gas | 265.3361 | 2.6859 | 0.00060003 | 39.3054 | 0.0087809 | 1.2588 | 0.00060003 | 18.4212 | 0.008781 | -85.0387 | 33.407
50900 | 005 | WestRock Virginia Corp Covington Ops | VA | 51005 | CONUS | EGU-Other | 23.1118 | 0 | 0 | 39.2671 | 0.13291 | 0 | 0 | 41.6168 | 0.13291 | -79.9946 | 37.7997
4125 | 8 | Manitowoc | WI | 55071 | MISW | Coal | 26.1502 | 4.0599 | 0.011478 | 39.2595 | 0.11099 | 2.1304 | 0.011478 | 20.6893 | 0.11146 | -87.6558 | 44.082
55282 | CTG2 | Arlington Valley Energy Facility | AZ | 04013 | SRSG | Combined Cycle Gas | 312.5106 | 2.9418 | 0.00060003 | 39.2091 | 0.0079973 | 0.84904 | 0.00060003 | 11.3087 | 0.007992 | -112.8897 | 33.3417
7839 | 2 | Ladysmith Combustion Turbine Sta | VA | 51033 | PJMD | Simple Cycle Gas | 211.4294 | 2.4397 | 0.0025418 | 39.1494 | 0.040788 | 2.5831 | 0.0025418 | 41.3916 | 0.04073 | -77.5136 | 38.0708
2122 | GT2A | Chillicothe | MO | 29117 | SPPC | Simple Cycle Gas | 18.7102 | 6.1751 | 0.13107 | 39.1352 | 0.83066 | 6.797 | 0.13107 | 42.8783 | 0.82685 | -93.562 | 39.784
2122 | GT2B | Chillicothe | MO | 29117 | SPPC | Simple Cycle Gas | 18.7104 | 6.1711 | 0.13099 | 39.1307 | 0.83058 | 6.7937 | 0.13099 | 42.8793 | 0.82674 | -93.562 | 39.784
7805 | 7 | Richmond County Plant | NC | 37153 | SRCA | Combined Cycle Gas | 190.3416 | 3.2749 | 0.00057808 | 39.1263 | 0.0069065 | 0.71719 | 0.00057808 | 8.5679 | 0.006906 | -79.7402 | 34.8388
7270 | **4 | Paris | WI | 55059 | MISW | Simple Cycle Gas | 98.2966 | 0.29579 | 0.00060949 | 39.1103 | 0.080588 | 0.32094 | 0.00060949 | 42.3444 | 0.080415 | -88.0131 | 42.6658
880004 | 3 | GSA Central Heating | DC | 11001 | CONUS | Institutional | 44.789 | 0 | 0 | 39.07 | 0.13581 | 0 | 0 | 39.0752 | 0.13581 | -77.0244 | 38.8856
2406 | 2101 | Linden Generating Station | NJ | 34039 | PJME | Combined Cycle Gas | 345.6142 | 4.9852 | 0.0012401 | 39.0473 | 0.0097133 | 4.0435 | 0.0012401 | 31.6744 | 0.0097143 | -74.2097 | 40.6225
55841 | A01 | Silverhawk | NV | 32003 | BASN | Combined Cycle Gas | 329.3064 | 2.2249 | 0.00060003 | 39.0207 | 0.010523 | 1.3485 | 0.00060003 | 23.6304 | 0.010515 | -114.9603 | 36.4078
55375 | CT2 | Astoria Energy | NY | 36081 | NYCW | Combined Cycle Gas | 345.7579 | 4.0042 | 0.00064589 | 39.015 | 0.0062932 | 2.2592 | 0.00064589 | 21.9973 | 0.0062888 | -73.8964 | 40.7825
50732 | ETBLR1 | US Steel (Edgar Thomson) | PA | 42003 | CONUS | EGU-Other | 35.1362 | 0 | 0 | 38.9604 | 0.021791 | 0 | 0 | 42.4258 | 0.021761 | -79.8564 | 40.3925
55212 | 1 | Blackstone Power Generation LLC | MA | 25027 | ISNE | Combined Cycle Gas | 197.9231 | 2.8558 | 0.00060004 | 38.9066 | 0.0081747 | 1.1284 | 0.00060004 | 15.3586 | 0.0081672 | -71.5172 | 42.0575
7838 | 3 | Remington Combustion Turbine Station | VA | 51061 | PJMD | Simple Cycle Gas | 202.3261 | 1.7731 | 0.0015926 | 38.8392 | 0.034886 | 1.8749 | 0.0015926 | 41.0569 | 0.034875 | -77.7711 | 38.5422
54041 | 011855 | Lockport | NY | 36063 | NYUP | Combined Cycle Gas | 115.5331 | 0.17609 | 0.00060376 | 38.8328 | 0.13315 | 0.099352 | 0.00060376 | 16.4555 | 0.1 | -78.7453 | 43.1622
50956 | 11 | Resolute Forest Products - Calhoun Ops | TN | 47107 | CONUS | EGU-Other | 12.1083 | 0 | 0 | 38.8306 | 0.20319 | 0 | 0 | 40.8069 | 0.20319 | -84.7558 | 35.2976
613 | PFL7A | Lauderdale | FL | 12011 | FRCC | Combined Cycle Gas | 421.0122 | 3.3969 | 0.00060002 | 38.8299 | 0.006859 | 1.8561 | 0.00060002 | 21.2194 | 0.0068597 | -80.1983 | 26.0681
55400 | CTG-2 | Elk Hills Power | CA | 06029 | CONUS | EGU-Other | 321.5373 | 3.5987 | 0.00060004 | 38.7986 | 0.0064692 | 3.828 | 0.00060004 | 41.2874 | 0.0064717 | -119.311 | 35.2803
3775 | 1 | Clinch River | VA | 51167 | PJMW | Boiler Gas | 206.5828 | 14.9627 | 0.0515 | 38.7967 | 0.13353 | 15.4134 | 0.0515 | 39.9565 | 0.1335 | -82.1986 | 36.9328
55040 | 2 | Mid-Georgia Cogeneration | GA | 13153 | SRSE | Combined Cycle Gas | 174.0986 | 1.2898 | 0.0013436 | 38.7871 | 0.040408 | 0.605 | 0.0013436 | 18.1173 | 0.040237 | -83.6036 | 32.4853
621 | TPCT5D | Turkey Point | FL | 12086 | FRCC | Combined Cycle Gas | 316.8121 | 3.124 | 0.00060259 | 38.7727 | 0.0074788 | 1.703 | 0.00060259 | 21.1335 | 0.0074778 | -80.3308 | 25.4356
7456 | 1 | Rathdrum Combustion Turbine Project | ID | 16055 | NWPP | Simple Cycle Gas | 117.0961 | 0.3167 | 0.00060008 | 38.756 | 0.073433 | 0.34101 | 0.00060008 | 41.4656 | 0.072966 | -116.869 | 47.8034
50733 | 701B1 | US Steel Corp - Gary Works | IN | 18089 | CONUS | Industrial | 27.5616 | 0 | 0 | 38.7111 | 0.077154 | 0 | 0 | 39.029 | 0.077154 | -87.3281 | 41.6133
55212 | 2 | Blackstone Power Generation LLC | MA | 25027 | ISNE | Combined Cycle Gas | 201.615 | 2.9638 | 0.00060004 | 38.6621 | 0.0078275 | 1.1711 | 0.00060004 | 15.2664 | 0.0078221 | -71.5172 | 42.0575
6043 | PMR8A | Martin | FL | 12085 | FRCC | Combined Cycle Gas | 343.5704 | 3.061 | 0.00060042 | 38.6439 | 0.0075802 | 1.6693 | 0.00060042 | 21.0727 | 0.0075798 | -80.5628 | 27.0536
55165 | GTG2 | Calcasieu Plant | LA | 22019 | MISS | Simple Cycle Gas | 186.5992 | 0.28536 | 0.00060003 | 38.5813 | 0.081125 | 0.30853 | 0.00060003 | 41.7138 | 0.081124 | -93.3458 | 30.1603
55455 | CC2A | Redhawk Generating Facility | AZ | 04013 | SRSG | Combined Cycle Gas | 302.6156 | 2.5245 | 0.00060003 | 38.5669 | 0.0091668 | 0.72829 | 0.00060003 | 11.1257 | 0.0091664 | -112.84 | 33.33
2104 | 3 | Meramec | MO | 29189 | MISC | Coal | 282.3095 | 102.3134 | 0.46922 | 38.5037 | 0.17658 | 0 |  | 0 |  | -90.3358 | 38.4017
55081 | AA-001 | Brownsville Combustion Turbine Plant | TN | 47075 | SRCE | Simple Cycle Gas | 122.8371 | 0.44197 | 0.00060003 | 38.5016 | 0.052271 | 0.46294 | 0.00060003 | 40.3221 | 0.052263 | -89.198 | 35.5438
55400 | CTG-1 | Elk Hills Power | CA | 06029 | CONUS | EGU-Other | 331.2055 | 3.5994 | 0.00060004 | 38.4897 | 0.0064165 | 3.8349 | 0.00060004 | 41.0173 | 0.0064179 | -119.311 | 35.2803
55662 | CT1 | Chehalis Generation Facility | WA | 53041 | NWPP | Combined Cycle Gas | 288.3233 | 5.1643 | 0.0014023 | 38.489 | 0.010451 | 4.8754 | 0.0014023 | 36.3208 | 0.010447 | -122.9145 | 46.6226
6043 | PMR8B | Martin | FL | 12085 | FRCC | Combined Cycle Gas | 343.0614 | 2.835 | 0.00060115 | 38.4759 | 0.0081587 | 1.5457 | 0.00060115 | 20.964 | 0.0081535 | -80.5628 | 27.0536
7749 | 1 | Essex Power Plant | MO | 29207 | MISC | Simple Cycle Gas | 122.6116 | 0.25675 | 0.00060003 | 38.4383 | 0.08983 | 0.27714 | 0.00060003 | 55.4248 | 0.12 | -89.8397 | 36.8678
1305 | GT3 | McPherson 2 | KS | 20113 | SPPC | Simple Cycle Gas | 36.8979 | 0.0929 | 0.00070917 | 38.432 | 0.29338 | 0.098501 | 0.00070917 | 40.8391 | 0.29403 | -97.6761 | 38.3461
56237 | CT03 | Lake Side Power Plant | UT | 49049 | BASN | Combined Cycle Gas | 327.9776 | 3.6737 | 0.00060003 | 38.4114 | 0.0062737 | 2.2262 | 0.00060003 | 23.2763 | 0.0062737 | -111.7547 | 40.3311
57865 | 2 | Antelope Elk Energy Center | TX | 48189 | SPPS | Simple Cycle Gas | 179.61 | 0.8844 | 0.00060003 | 38.3581 | 0.026025 | 0.91099 | 0.00060003 | 39.5072 | 0.026022 | -101.841 | 33.8644
1040 | 1 | Whitewater Valley | IN | 18177 | PJMW | Coal | 34.2431 | 263.3174 | 2.501 | 38.3526 | 0.36428 | 196.213 | 2.501 | 28.5985 | 0.36453 | -84.8953 | 39.8028
7838 | 1 | Remington Combustion Turbine Station | VA | 51061 | PJMD | Simple Cycle Gas | 215.7711 | 3.156 | 0.0032272 | 38.2469 | 0.03911 | 3.3419 | 0.0032272 | 40.4451 | 0.039057 | -77.7711 | 38.5422
621 | TPCT5B | Turkey Point | FL | 12086 | FRCC | Combined Cycle Gas | 317.6947 | 3.1521 | 0.00062381 | 38.1827 | 0.0075563 | 1.7196 | 0.00062381 | 20.8169 | 0.0075514 | -80.3308 | 25.4356
55464 | CTG5 | Deer Park Energy Center | TX | 48201 | TRE | Combined Cycle Gas | 224.3656 | 3.9251 | 0.00060003 | 38.1628 | 0.0058339 | 2.049 | 0.00060003 | 19.918 | 0.0058329 | -95.135 | 29.7136
55048 | 1 | Tiverton Power, LLC | RI | 44005 | ISNE | Combined Cycle Gas | 308.7464 | 2.254 | 0.00060003 | 38.1104 | 0.010145 | 0.89029 | 0.00060003 | 15.0498 | 0.010143 | -71.17 | 41.6417
55061 | CT6 | Tenaska Georgia Generating Station | GA | 13149 | SRSE | Simple Cycle Gas | 179.1251 | 0.46615 | 0.00068203 | 38.0946 | 0.055736 | 0.4694 | 0.00068203 | 38.0725 | 0.055318 | -84.9996 | 33.3516
3318 | CT3 | Hilton Head Gas Turbine Site | SC | 45013 | SRCA | Oil | 33.9351 | 15.8613 | 0.50009 | 38.0598 | 1.2 | 3.5197 | 0.50009 | 8.4457 | 1.2 | -80.6994 | 32.2089
55365 | GT-3 | LaPorte Generating Station | TX | 48201 | TRE | Simple Cycle Gas | 44.8474 | 0.19715 | 0.00063959 | 38.0359 | 0.12339 | 0.21464 | 0.00063959 | 41.1809 | 0.12271 | -95.071 | 29.702
56241 | CT-02 | Cannon Falls Energy Center | MN | 27049 | MISW | Simple Cycle Gas | 196.4751 | 1.0941 | 0.0022256 | 38.0103 | 0.077316 | 1.1941 | 0.0022256 | 41.3584 | 0.077088 | -92.9147 | 44.5364
55306 | 2CTGA | Gila River Power Station | AZ | 04013 | SRSG | Combined Cycle Gas | 300.7573 | 2.8485 | 0.00060004 | 37.9969 | 0.0080041 | 0.82246 | 0.00060004 | 10.9689 | 0.0080025 | -112.694 | 32.9761
55107 | RISEP1 | Rhode Island State Energy Center | RI | 44007 | ISNE | Combined Cycle Gas | 335.7691 | 3.4659 | 0.00060003 | 37.9472 | 0.0065695 | 1.3696 | 0.00060003 | 14.9971 | 0.0065704 | -71.5186 | 41.8017
2131 | 4B | Higginsville Municipal Power Plant | MO | 29107 | SPPC | Simple Cycle Gas | 19.0732 | 0.03805 | 0.00070187 | 37.9422 | 0.69988 | 0.037543 | 0.00070187 | 37.4364 | 0.69988 | -93.7143 | 39.0731
7242 | **4 | Polk | FL | 12105 | FRCC | Combined Cycle Gas | 291.5692 | 3.5091 | 0.00060003 | 37.9358 | 0.0064867 | 1.9072 | 0.00060003 | 20.6138 | 0.0064854 | -81.9897 | 27.7286
2406 | 1201 | Linden Generating Station | NJ | 34039 | PJME | Combined Cycle Gas | 337.904 | 3.0651 | 0.00060627 | 37.8758 | 0.0074917 | 2.486 | 0.00060627 | 30.6707 | 0.0074799 | -74.2097 | 40.6225
55306 | 2CTGB | Gila River Power Station | AZ | 04013 | SRSG | Combined Cycle Gas | 302.7683 | 2.949 | 0.00060003 | 37.8206 | 0.0076954 | 0.85149 | 0.00060003 | 10.9215 | 0.0076963 | -112.694 | 32.9761
389 | 4 | El Centro | CA | 06025 | SRSG | Boiler Gas | 73.7542 | 0.36573 | 0.00060018 | 37.7989 | 0.06203 | 0.59308 | 0.00060018 | 61.2959 | 0.06203 | -115.54 | 32.8022
4014 | 4 | Wheaton Generating Plant | WI | 55017 | MISW | Simple Cycle Gas | 61.8656 | 0.072783 | 0.00059012 | 37.7439 | 0.30602 | 0.078757 | 0.00059012 | 40.8317 | 0.30595 | -91.5159 | 44.8847
55088 | BL1100 | Dearborn Industrial Generation | MI | 26163 | MISE | Boiler Gas | 40.8597 | 267.9627 | 0.20571 | 37.6828 | 0.028928 | 110.6411 | 0.20571 | 15.446 | 0.028718 | -83.154 | 42.3026
55332 | T2 | Washington County Power | GA | 13303 | SRSE | Simple Cycle Gas | 185.3109 | 0.45897 | 0.00060003 | 37.5528 | 0.049094 | 0.4622 | 0.00060003 | 37.8187 | 0.049096 | -82.9803 | 33.0917
1904 | 6 | Black Dog | MN | 27037 | MISW | Simple Cycle Gas | 199.2166 | 0.72558 | 0.00060002 | 37.4754 | 0.03099 | 0.74235 | 0.00060002 | 38.3367 | 0.030987 | -93.2501 | 44.8108
2539 | 10002 | Bethlehem Energy Center (Albany) | NY | 36001 | NYUP | Combined Cycle Gas | 239.9198 | 3.7391 | 0.00060003 | 37.4303 | 0.0060066 | 2.1087 | 0.00060003 | 21.1181 | 0.006009 | -73.7636 | 42.5905
55641 | CT-04 | Riverside Energy Center | WI | 55105 | MISW | Combined Cycle Gas | 355.7509 | 3.1516 | 0.00060002 | 37.4204 | 0.0071243 | 0.35329 | 0.00060002 | 4.1852 | 0.007108 | -89.0351 | 42.5835
55656 | CT004 | Pastoria Energy Facility | CA | 06029 | CASO | Combined Cycle Gas | 258.5708 | 3.092 | 0.00060003 | 37.3547 | 0.0072491 | 0.53186 | 0.00060003 | 6.4151 | 0.0072373 | -118.844 | 34.9556
57349 | 1 | Garrison Energy Center | DE | 10001 | PJME | Combined Cycle Gas | 325.6773 | 2.6774 | 0.00060173 | 37.2765 | 0.0083778 | 2.1716 | 0.00060173 | 30.2426 | 0.00838 | -75.4994 | 39.1874
56166 | 2 | Sheboygan Falls Energy Facility | WI | 55117 | MISW | Simple Cycle Gas | 164.9488 | 0.65858 | 0.00060002 | 37.2719 | 0.033958 | 0.70943 | 0.00060002 | 40.1333 | 0.033944 | -87.8783 | 43.7519
55127 | CT2 | Manchief Generating Station | CO | 08087 | RMRG | Simple Cycle Gas | 144.0097 | 0.37223 | 0.00060004 | 37.2314 | 0.060017 | 0.42073 | 0.00060004 | 42.0716 | 0.060002 | -103.686 | 40.2179
991 | GT1 | IPL - Eagle Valley Generating Station | IN | 18109 | MISC | Combined Cycle Gas | 389.9987 | 4.2985 | 0.00060003 | 37.2 | 0.0051928 | 0.053463 | 0.00060003 | 0.47298 | 0.0053083 | -86.4176 | 39.4851
54556 | B07 | Ingredion Incorporated Argo Plant | IL | 17031 | CONUS | Industrial | 37.1809 | 0 | 0 | 37.191 | 0.050294 | 0 | 0 | 37.2019 | 0.050309 | -87.8233 | 41.7775
55267 | 2 | Edward L Addison Generating Plant | GA | 13293 | SRSE | Simple Cycle Gas | 172.9949 | 0.63346 | 0.00061864 | 37.1228 | 0.036254 | 0.63784 | 0.00061864 | 37.3344 | 0.03621 | -84.3059 | 32.911
54365 | 1 | Orange Cogeneration Facility | FL | 12105 | FRCC | Combined Cycle Gas | 54.7414 | 0.40604 | 0.00060013 | 37.1079 | 0.054845 | 0.22305 | 0.00060013 | 20.3831 | 0.054842 | -81.8253 | 27.8708
7826 | 3 | Plant Rowan County | NC | 37159 | SRCA | Simple Cycle Gas | 166.2848 | 0.66623 | 0.00060156 | 37.0649 | 0.033467 | 0.69681 | 0.00060156 | 38.7378 | 0.033443 | -80.6017 | 35.7308
55333 | 2 | Delta Energy Center, LLC | CA | 06013 | CANO | Combined Cycle Gas | 295.6501 | 2.726 | 0.00060003 | 37.0487 | 0.008155 | 1.4146 | 0.00060003 | 19.2267 | 0.0081551 | -121.8439 | 38.0167
7843 | 11 | Pleasant Valley Station | MN | 27099 | MISW | Simple Cycle Gas | 148.2354 | 0.23319 | 0.00060058 | 37.0469 | 0.095415 | 0.25046 | 0.00060058 | 39.7324 | 0.095277 | -92.6819 | 43.7997
2081 | 11 | Northeast Generating Station | MO | 29095 | SPPC | Oil | 33.2307 | 0.9263 | 0.030009 | 37.0429 | 1.2001 | 0 |  | 0 |  | -94.5605 | 39.1231
2594 | 6 | Oswego Harbor Power | NY | 36075 | NYUP | Oil | 800.3126 | 100.0111 | 0.45926 | 37.0071 | 0.16994 | 2.2923 | 0.45926 | 0.84988 | 0.17027 | -76.53 | 43.46
7153 | 6 | Hay Road | DE | 10003 | PJME | Oil | 221.9361 | 0.93711 | 0.00060209 | 36.9698 | 0.023753 | 0.12205 | 0.00060209 | 4.8151 | 0.023753 | -75.5072 | 39.7436
56164 | EU006 | Faribault Energy Park | MN | 27131 | MISW | Combined Cycle Gas | 276.6393 | 1.4383 | 0.00060004 | 36.9615 | 0.01542 | 0.19273 | 0.00060004 | 4.9075 | 0.015279 | -93.2894 | 44.3353
6137 | 3 | A B Brown Generating Station | IN | 18129 | MISC | Simple Cycle Gas | 93.6363 | 0.17057 | 0.00075773 | 36.9577 | 0.16417 | 0.18446 | 0.00075773 | 39.9551 | 0.16413 | -87.715 | 37.9053
7829 | 2 | Smarr Energy Facility | GA | 13207 | SRSE | Simple Cycle Gas | 98.0026 | 0.54006 | 0.00060004 | 36.9463 | 0.04105 | 0.54311 | 0.00060004 | 37.1526 | 0.041047 | -83.8464 | 32.9856
117 | CC5A | APS West Phoenix Power Plant | AZ | 04013 | SRSG | Combined Cycle Gas | 282.3151 | 1.5675 | 0.00060004 | 36.9319 | 0.014137 | 0.45238 | 0.00060004 | 10.6583 | 0.014137 | -112.1583 | 33.4417
7270 | **2 | Paris | WI | 55059 | MISW | Simple Cycle Gas | 107.2205 | 0.26702 | 0.0006114 | 36.7078 | 0.084052 | 0.29088 | 0.0006114 | 39.9018 | 0.083869 | -88.0131 | 42.6658
56241 | CT-01 | Cannon Falls Energy Center | MN | 27049 | MISW | Simple Cycle Gas | 198.1914 | 1.035 | 0.0020388 | 36.6346 | 0.072164 | 1.1299 | 0.0020388 | 39.9082 | 0.072011 | -92.9147 | 44.5364
56610 | 01 | Deer Creek Station | SD | 46011 | SPPN | Combined Cycle Gas | 293.0574 | 1.884 | 0.00060003 | 36.5887 | 0.011653 | 0 |  | 0 |  | -96.5333 | 44.3961
55107 | RISEP2 | Rhode Island State Energy Center | RI | 44007 | ISNE | Combined Cycle Gas | 333.7388 | 3.4636 | 0.00060002 | 36.5718 | 0.0063357 | 1.3687 | 0.00060002 | 14.4532 | 0.0063363 | -71.5186 | 41.8017
55414 | GT301 | Shady Hills | FL | 12101 | FRCC | Simple Cycle Gas | 197.1805 | 0.83189 | 0.00073495 | 36.5608 | 0.0323 | 0.98767 | 0.00073495 | 43.4023 | 0.032297 | -82.5591 | 28.3665
55405 | 2 | Athens Generating Company | NY | 36039 | NYUP | Combined Cycle Gas | 403.0672 | 3.0294 | 0.00060002 | 36.527 | 0.0072348 | 1.7086 | 0.00060002 | 20.5961 | 0.0072328 | -73.8492 | 42.2728
55405 | 3 | Athens Generating Company | NY | 36039 | NYUP | Combined Cycle Gas | 400.7892 | 2.843 | 0.00060002 | 36.4879 | 0.0077007 | 1.6035 | 0.00060002 | 20.5886 | 0.007704 | -73.8492 | 42.2728
55372 | CTG1 | New Harquahala Generating Company, LLC | AZ | 04013 | SRSG | Combined Cycle Gas | 224.553 | 1.9116 | 0.00060002 | 36.4556 | 0.011443 | 0.55081 | 0.00060002 | 10.4826 | 0.011419 | -113.1133 | 33.4759
55393 | 1 | Metcalf Energy Center | CA | 06085 | CANO | Combined Cycle Gas | 295.8944 | 2.7067 | 0.00060003 | 36.4005 | 0.0080694 | 1.4047 | 0.00060003 | 18.889 | 0.0080688 | -121.7439 | 37.2169
55216 | CTG2 | Morris Cogeneration, LLC | IL | 17063 | CONUS | EGU-Other | 68.2148 | 0.67384 | 0.00060007 | 36.3866 | 0.032403 | 0.71461 | 0.00060007 | 38.6001 | 0.032413 | -88.3292 | 41.4092
54 | SCT3 | Smith Generating Facility | KY | 21049 | PJMW | Simple Cycle Gas | 134.8759 | 0.55128 | 0.0009373 | 36.3628 | 0.061824 | 0.59094 | 0.0009373 | 39.0691 | 0.061968 | -84.1025 | 37.8824
56237 | CT02 | Lake Side Power Plant | UT | 49049 | BASN | Combined Cycle Gas | 271.234 | 3.1695 | 0.00060004 | 36.3035 | 0.0068728 | 1.9206 | 0.00060004 | 21.9835 | 0.0068681 | -111.7547 | 40.3311
2539 | 10003 | Bethlehem Energy Center (Albany) | NY | 36001 | NYUP | Combined Cycle Gas | 242.0342 | 3.4064 | 0.00060003 | 36.1735 | 0.0063719 | 1.9211 | 0.00060003 | 20.405 | 0.0063732 | -73.7636 | 42.5905
404 | 4 | Scattergood Generating Station | CA | 06037 | CASO | Combined Cycle Gas | 301.7602 | 3.8005 | 0.00060003 | 36.0777 | 0.0056959 | 0.75904 | 0.00060003 | 7.211 | 0.0057004 | -118.4258 | 33.9175
55402 | CT4 | Renaissance Power | MI | 26117 | MISE | Simple Cycle Gas | 206.6097 | 0.40337 | 0.00060001 | 36.037 | 0.053606 | 0.43629 | 0.00060001 | 38.9965 | 0.053631 | -84.8429 | 43.1864
609 | CCCT3C | Cape Canaveral | FL | 12009 | FRCC | Combined Cycle Gas | 425.3989 | 2.7722 | 0.00060309 | 35.996 | 0.0078309 | 1.5184 | 0.00060309 | 19.7061 | 0.0078271 | -80.7654 | 28.4684
6258 | 1A | Allen B Wilson Combustion Turbine Plant | GA | 13033 | SRSE | Oil | 69.5164 | 14.966 | 0.50002 | 35.917 | 1.2 | 3.2795 | 0.50002 | 7.8705 | 1.2 | -81.748 | 33.138
60357 | 3 | Lackawanna Energy Center | PA | 42069 | PJME | Combined Cycle Gas | 500.3477 | 5.6679 | 0.00060002 | 35.8898 | 0.0037994 | 4.598 | 0.00060002 | 29.197 | 0.0038101 | -76.5436 | 41.4711
1572 | GT2 | Dickerson | MD | 24031 | PJME | Simple Cycle Gas | 146.8093 | 1.8525 | 0.0058293 | 35.8369 | 0.11277 | 1.9206 | 0.0058293 | 37.1595 | 0.11279 | -77.4644 | 39.2086
991 | GT2 | IPL - Eagle Valley Generating Station | IN | 18109 | MISC | Combined Cycle Gas | 392.2676 | 4.1597 | 0.00060002 | 35.8315 | 0.0051687 | 0.00016332 | 0.00060002 | 0.0014382 | 0.0052841 | -86.4176 | 39.4851
3492 | CT1 | Morgan Creek | TX | 48335 | TRE | Simple Cycle Gas | 73.0925 | 0 | 0 | 35.812 | 1.001 | 0 | 0 | 36.9475 | 0.98978 | -100.9158 | 32.3358
3804 | 6B | Possum Point Power Station | VA | 51153 | PJMD | Combined Cycle Gas | 323.2407 | 3.9515 | 0.0012164 | 35.8052 | 0.011022 | 2.8684 | 0.0012164 | 25.3336 | 0.010743 | -77.2808 | 38.5383
55129 | DBG1 | Desert Basin Generating Station | AZ | 04021 | SRSG | Combined Cycle Gas | 326.9397 | 1.3842 | 0.00060003 | 35.7505 | 0.015497 | 0.39907 | 0.00060003 | 10.2877 | 0.015468 | -111.7889 | 32.9042
55306 | 3CTGB | Gila River Power Station | AZ | 04013 | SRSG | Combined Cycle Gas | 294.3137 | 2.776 | 0.00060003 | 35.7115 | 0.0077189 | 0.80282 | 0.00060003 | 10.3274 | 0.0077188 | -112.694 | 32.9761
2709 | 12 | H F Lee Steam Electric Plant | NC | 37191 | SRCA | Simple Cycle Gas | 201.172 | 0.52414 | 0.00074369 | 35.6541 | 0.050589 | 0.553 | 0.00074369 | 37.6681 | 0.050657 | -78.0896 | 35.3742
56798 | U1 | Kleen Energy Systems Project | CT | 09007 | ISNE | Combined Cycle Gas | 316.5087 | 2.6707 | 0.00060307 | 35.6481 | 0.0080496 | 1.0549 | 0.00060307 | 14.0529 | 0.0080338 | -72.5983 | 41.5527
546 | 5 | Montville | CT | 09011 | ISNE | Oil | 87.3636 | 65.9381 | 0.2054 | 35.5894 | 0.11086 | 0 |  | 0 |  | -72.1019 | 41.4281
55391 | CT-1 | Rockgen Energy Center | WI | 55025 | MISW | Simple Cycle Gas | 177.0974 | 0.52139 | 0.00059996 | 35.588 | 0.040951 | 0.5723 | 0.00059996 | 39.074 | 0.040962 | -89.0492 | 42.9767
56104 | CT-1 | Mankato Energy Center | MN | 27013 | MISW | Combined Cycle Gas | 397.6863 | 2.1336 | 0.00060003 | 35.3507 | 0.0099416 | 0.30407 | 0.00060003 | 5.0381 | 0.0099416 | -94.0099 | 44.1965
59004 | CT2 | Potomac Energy Center, LLC | VA | 51107 | PJMD | Combined Cycle Gas | 417.6584 | 0.68604 | 0.00010002 | 35.2815 | 0.005144 | 0.49807 | 0.00010002 | 25.6154 | 0.0051441 | -77.545 | 39.058
56166 | 1 | Sheboygan Falls Energy Facility | WI | 55117 | MISW | Simple Cycle Gas | 163.9429 | 0.66742 | 0.00060004 | 35.2734 | 0.031712 | 0.72349 | 0.00060004 | 38.2381 | 0.031713 | -87.8783 | 43.7519
7552 | 1 | Sacramento Power Authority Cogen | CA | 06067 | CANO | Combined Cycle Gas | 222.3638 | 2.304 | 0.00060005 | 35.222 | 0.009173 | 1.1956 | 0.00060005 | 18.2764 | 0.009173 | -121.4735 | 38.511
2081 | 15 | Northeast Generating Station | MO | 29095 | SPPC | Oil | 35.3023 | 0.87895 | 0.029972 | 35.1895 | 1.2 | 0 |  | 0 |  | -94.5605 | 39.1231
55271 | CT2 | Tenaska Lindsay Hill Generating Station | AL | 01001 | SRSE | Combined Cycle Gas | 325.8974 | 2.8075 | 0.00060003 | 35.18 | 0.007519 | 1.3159 | 0.00060003 | 16.4861 | 0.0075174 | -86.7386 | 32.6514
7296 | 1 | State Line (MO) | MO | 29097 | SPPC | Simple Cycle Gas | 193.2567 | 0.75549 | 0.0017218 | 35.1495 | 0.080106 | 0.81711 | 0.0017218 | 37.9734 | 0.080016 | -94.614 | 37.0659
55661 | 2 | Newington Energy | NH | 33015 | ISNE | Combined Cycle Gas | 282.1522 | 1.5809 | 0.0006315 | 35.0688 | 0.014009 | 0.62399 | 0.0006315 | 13.7321 | 0.013897 | -70.8044 | 43.1047
3992 | 8 | Blount Street | WI | 55025 | MISW | Boiler Gas | 41.7679 | 0.13047 | 0.00076131 | 35.0679 | 0.20463 | 0.037898 | 0.00076131 | 10.1861 | 0.20463 | -89.3739 | 43.0792
8037 | CL1 | Clifton Station | KS | 20201 | SPPC | Simple Cycle Gas | 70.6015 | 0.089074 | 0.00060008 | 35.0002 | 0.23579 | 0.096479 | 0.00060008 | 38.0933 | 0.23693 | -97.2778 | 39.6125
2379 | 002001 | Carlls Corner Energy Center | NJ | 34011 | PJME | Simple Cycle Gas | 26.6321 | 0.12161 | 0.0026023 | 34.9036 | 0.7469 | 0.10823 | 0.0026023 | 2.0795 | 0.05 | -75.2011 | 39.4547
117 | CC4 | APS West Phoenix Power Plant | AZ | 04013 | SRSG | Combined Cycle Gas | 147.9948 | 0.64204 | 0.00060007 | 34.8803 | 0.0326 | 0.18538 | 0.00060007 | 10.0731 | 0.032607 | -112.1583 | 33.4417
55306 | 3CTGA | Gila River Power Station | AZ | 04013 | SRSG | Combined Cycle Gas | 291.9183 | 2.4191 | 0.00060003 | 34.8138 | 0.0086353 | 0.6993 | 0.00060003 | 10.0615 | 0.0086333 | -112.694 | 32.9761
7999 | 2 | Grays Harbor Energy Center | WA | 53027 | NWPP | Combined Cycle Gas | 376.5653 | 5.5525 | 0.0010814 | 34.8094 | 0.0067797 | 5.2419 | 0.0010814 | 32.8588 | 0.0067791 | -123.48 | 46.9688
3548 | GT-4A | Decker Creek | TX | 48453 | TRE | Simple Cycle Gas | 22.7763 | 0 | 0 | 34.7906 | 0.70004 | 0 | 0 | 32.6232 | 0.70004 | -97.6128 | 30.3036
2709 | 14 | H F Lee Steam Electric Plant | NC | 37191 | SRCA | Simple Cycle Gas | 181.3953 | 0.72411 | 0.00070177 | 34.768 | 0.033695 | 0.76424 | 0.00070177 | 36.735 | 0.033732 | -78.0896 | 35.3742
4076 | 32B | West Marinette | WI | 55075 | MISW | Simple Cycle Gas | 22.7145 | 0.051887 | 0.00060025 | 34.7278 | 0.40174 | 0.056818 | 0.00060025 | 38.0906 | 0.40241 | -87.6881 | 45.0869
56350 | CT1B | Colorado Bend Energy Center | TX | 48481 | TRE | Combined Cycle Gas | 134.7663 | 1.2473 | 0.00060005 | 34.7134 | 0.0167 | 0.65108 | 0.00060005 | 18.1147 | 0.016695 | -96.0683 | 29.2878
55327 | CTG-1 | Baytown Energy Center | TX | 48071 | TRE | Combined Cycle Gas | 302.3507 | 1.9218 | 0.00060003 | 34.5875 | 0.010799 | 1.0031 | 0.00060003 | 18.0915 | 0.010821 | -94.9019 | 29.7731
55654 | 13 | Chambersburg Units 12 & 13 | PA | 42055 | PJMW | Simple Cycle Gas | 51.559 | 0.27638 | 0.0006001 | 34.5706 | 0.075062 | 0.30267 | 0.0006001 | 37.8611 | 0.075065 | -77.6859 | 39.8668
3338 | 2B | Aberdeen Generating Station | SD | 46013 | SPPN | Simple Cycle Gas | 27.6462 | 0.10065 | 0.00063415 | 34.5474 | 0.21767 | 0.097286 | 0.00063415 | 33.4065 | 0.21776 | -98.4932 | 45.4287
55112 | CT02 | Calpine Sutter Energy Center | CA | 06101 | SRSG | Combined Cycle Gas | 309.957 | 2.1288 | 0.00060003 | 34.5235 | 0.0097309 | 0.61324 | 0.00060003 | 9.9456 | 0.0097314 | -121.6939 | 39.0531
56350 | CT1A | Colorado Bend Energy Center | TX | 48481 | TRE | Combined Cycle Gas | 132.8651 | 1.2658 | 0.00060006 | 34.5178 | 0.016363 | 0.66074 | 0.00060006 | 18.0095 | 0.016356 | -96.0683 | 29.2878
1554 | 4 | Herbert A Wagner | MD | 24003 | PJME | Oil | 274.8571 | 27.4126 | 0.23653 | 34.5178 | 0.29784 | 3.5558 | 0.23653 | 4.9416 | 0.32871 | -76.5268 | 39.1781
4940 | 1504 | Riverside (4940) | OK | 40143 | SPPS | Simple Cycle Gas | 80.9283 | 0.14985 | 0.00060635 | 34.3661 | 0.13906 | 0.15862 | 0.00060635 | 36.2834 | 0.1387 | -95.9567 | 35.9978
7277 | 17 | Lincoln Combustion Turbine | NC | 37109 | SRCA | Simple Cycle Gas | 520.1571 | 0.34556 | 0.00048004 | 34.3463 | 0.047712 | 0.3652 | 0.00048004 | 35.8045 | 0.047064 | -81.0388 | 35.4313
1305 | GT1 | McPherson 2 | KS | 20113 | SPPC | Simple Cycle Gas | 38.5068 | 0.09415 | 0.00082905 | 34.1634 | 0.30083 | 0.09994 | 0.00082905 | 36.2363 | 0.3006 | -97.6761 | 38.3461
2226 | 1 | Canaday | NE | 31073 | SPPN | Boiler Gas | 237.9061 | 0.08295 | 0.00060714 | 34.1587 | 0.25002 | 0.30919 | 0.00060714 | 127.3241 | 0.25002 | -99.7005 | 40.6941
7242 | **5 | Polk | FL | 12105 | FRCC | Combined Cycle Gas | 301.0998 | 3.0601 | 0.00060003 | 34.0955 | 0.0066855 | 1.6616 | 0.00060003 | 18.5036 | 0.006682 | -81.9897 | 27.7286
55412 | CT2 | Osprey Energy Center | FL | 12105 | FRCC | Combined Cycle Gas | 318.7708 | 2.027 | 0.00060003 | 34.0849 | 0.01009 | 1.113 | 0.00060003 | 18.6751 | 0.010068 | -81.8083 | 28.0525
57028 | CT1 | Langley Gulch Power Plant | ID | 16075 | BASN | Combined Cycle Gas | 353.7043 | 3.1938 | 0.00060003 | 34.0508 | 0.0063973 | 1.9354 | 0.00060003 | 20.6345 | 0.0063973 | -116.8181 | 43.9046
880023 | K1 | Kneeland Station | MA | 25025 | CONUS | Industrial | 29.5981 | 0 | 0 | 34.0299 | 0.13001 | 0 | 0 | 34.04 | 0.12997 | -71.0583 | 42.35
52087 | CT-2 | Elizabeth River Combustion Turbine Sta | VA | 51550 | PJMD | Simple Cycle Gas | 122.6927 | 0.47345 | 0.0021589 | 34.0148 | 0.15511 | 0.49842 | 0.0021589 | 35.8691 | 0.15537 | -76.311 | 36.7734
7721 | CC1 | Theodore Cogeneration | AL | 01097 | SRSE | Combined Cycle Gas | 368.2936 | 3.2215 | 0.00060004 | 34.0119 | 0.0063351 | 1.5103 | 0.00060004 | 15.9459 | 0.0063353 | -88.1289 | 30.5248
50006 | 004001 | Linden Cogeneration Facility | NJ | 34039 | NYCW | Combined Cycle Gas | 326.2874 | 3.4113 | 0.00060017 | 33.9563 | 0.0059742 | 1.9252 | 0.00060017 | 19.1647 | 0.0059744 | -74.2156 | 40.6322
55661 | 1 | Newington Energy | NH | 33015 | ISNE | Combined Cycle Gas | 283.8012 | 1.5364 | 0.00063238 | 33.9332 | 0.013966 | 0.6064 | 0.00063238 | 13.3133 | 0.013884 | -70.8044 | 43.1047
2539 | 10001 | Bethlehem Energy Center (Albany) | NY | 36001 | NYUP | Combined Cycle Gas | 244.2058 | 3.4194 | 0.00060003 | 33.8066 | 0.0059323 | 1.9285 | 0.00060003 | 19.0717 | 0.0059341 | -73.7636 | 42.5905
3804 | 6A | Possum Point Power Station | VA | 51153 | PJMD | Combined Cycle Gas | 324.6406 | 2.4178 | 0.00073882 | 33.7723 | 0.01032 | 1.7551 | 0.00073882 | 24.2458 | 0.010206 | -77.2808 | 38.5383
3456 | GT-6A | Newman Power Station | TX | 48141 | SRSG | Combined Cycle Gas | 136.8942 | 1.5834 | 0.00060005 | 33.7415 | 0.012787 | 0.45715 | 0.00060005 | 9.7163 | 0.012754 | -106.4321 | 31.9825
50733 | 720B3 | US Steel Corp - Gary Works | IN | 18089 | CONUS | Industrial | 33.5566 | 0 | 0 | 33.7398 | 0.036157 | 0 | 0 | 33.7398 | 0.036157 | -87.3281 | 41.6133
3548 | GT-4B | Decker Creek | TX | 48453 | TRE | Simple Cycle Gas | 23.584 | 0 | 0 | 33.7394 | 0.70003 | 0 | 0 | 32.4923 | 0.70003 | -97.6128 | 30.3036
315 | CT2 | AES Alamitos | CA | 06037 | CASO | Combined Cycle Gas | 342.4749 | 3.7205 | 0.00060003 | 33.7164 | 0.0054376 | 0.66273 | 0.00060003 | 5.9855 | 0.0054191 | -118.1009 | 33.7688
55077 | EDE2 | Desert Star Energy Center | NV | 32003 | CASO | Combined Cycle Gas | 260.1913 | 1.6997 | 0.00060003 | 33.6214 | 0.011869 | 0.35697 | 0.00060003 | 7.064 | 0.011874 | -114.9928 | 35.7867
54832 | 1 | Brandywine Power Facility | MD | 24033 | PJME | Combined Cycle Gas | 131.2202 | 0.59345 | 0.00060671 | 33.6013 | 0.034352 | 0.48136 | 0.00060671 | 27.2035 | 0.034287 | -76.8678 | 38.6681
3456 | GT-6B | Newman Power Station | TX | 48141 | SRSG | Combined Cycle Gas | 136.0042 | 1.5717 | 0.00060006 | 33.5551 | 0.012811 | 0.45368 | 0.00060006 | 9.6493 | 0.012763 | -106.4321 | 31.9823
8068 | 6A | Santan | AZ | 04013 | SRSG | Combined Cycle Gas | 308.7419 | 3.0625 | 0.00060003 | 33.5179 | 0.0065671 | 0.88402 | 0.00060003 | 9.6754 | 0.0065672 | -111.751 | 33.3333
990 | GT6 | IPL - Harding Street Station (EW Stout) | IN | 18097 | MISC | Simple Cycle Gas | 197.6353 | 0.44617 | 0.00060003 | 33.4068 | 0.044927 | 0.48209 | 0.00060003 | 36.0698 | 0.044894 | -86.1975 | 39.7119
2398 | 1101 | Bergen Generating Station | NJ | 34003 | PJME | Combined Cycle Gas | 130.1117 | 0.41565 | 0.00060505 | 33.3747 | 0.048583 | 0.33707 | 0.00060505 | 26.8741 | 0.048241 | -74.0244 | 40.8375
7838 | 2 | Remington Combustion Turbine Station | VA | 51061 | PJMD | Simple Cycle Gas | 202.6014 | 2.1701 | 0.0028491 | 33.3676 | 0.043809 | 2.2918 | 0.0028491 | 35.1951 | 0.043755 | -77.7711 | 38.5422
56668 | CGTC | NIH Cogeneration Facility | MD | 24031 | CONUS | Institutional | 25.0559 | 0 | 0 | 33.2844 | 0.039756 | 0 | 0 | 33.3078 | 0.039758 | -77.1026 | 38.9982
55077 | EDE1 | Desert Star Energy Center | NV | 32003 | CASO | Combined Cycle Gas | 265.9304 | 1.7204 | 0.00060003 | 33.2419 | 0.011594 | 0.36252 | 0.00060003 | 7.0056 | 0.011595 | -114.9928 | 35.7867
55129 | DBG2 | Desert Basin Generating Station | AZ | 04021 | SRSG | Combined Cycle Gas | 325.7451 | 1.9211 | 0.00060003 | 33.2218 | 0.010376 | 0.55458 | 0.00060003 | 9.5828 | 0.010368 | -111.7889 | 32.9042
666 | CT8 | J D Kennedy | FL | 12031 | FRCC | Simple Cycle Gas | 183.2938 | 0.57505 | 0.00069791 | 33.1999 | 0.040293 | 0.68728 | 0.00069791 | 39.5643 | 0.040176 | -81.6236 | 30.3644
55101 | 1 | Kalamazoo River Generating Station | MI | 26077 | MISE | Simple Cycle Gas | 75.4073 | 0.39892 | 0.00060004 | 33.1669 | 0.049888 | 0.41001 | 0.00060004 | 34.0895 | 0.049889 | -85.4922 | 42.2797
3485 | 111B | Plant X | TX | 48279 | SPPS | Boiler Gas | 44.7048 | 0.034139 | 0.00054579 | 33.1606 | 0.53015 | 0 |  | 0 |  | -102.4114 | 34.1661
4937 | CT-2 | T C Ferguson Power Plant | TX | 48299 | TRE | Combined Cycle Gas | 175.5753 | 3.1319 | 0.00060003 | 33.0618 | 0.0063342 | 1.6349 | 0.00060003 | 17.2595 | 0.0063346 | -98.372 | 30.557
7270 | **1 | Paris | WI | 55059 | MISW | Simple Cycle Gas | 95.0671 | 0.23855 | 0.0006083 | 33.0413 | 0.084255 | 0.25842 | 0.0006083 | 35.7211 | 0.084085 | -88.0131 | 42.6658
2131 | 4A | Higginsville Municipal Power Plant | MO | 29107 | SPPC | Simple Cycle Gas | 19.0357 | 0.033 | 0.00069958 | 33.0139 | 0.69988 | 0.032512 | 0.00069958 | 32.5254 | 0.69988 | -93.7143 | 39.0731
55088 | BL3100 | Dearborn Industrial Generation | MI | 26163 | MISE | Boiler Gas | 40.5511 | 242.7788 | 0.21213 | 32.8982 | 0.028745 | 0.80021 | 0.21213 | 0.10714 | 0.028403 | -83.154 | 42.3026
55393 | 2 | Metcalf Energy Center | CA | 06085 | CANO | Combined Cycle Gas | 296.3686 | 2.4569 | 0.00060003 | 32.8918 | 0.0080328 | 1.2751 | 0.00060003 | 17.0697 | 0.0080324 | -121.7439 | 37.2169
59906 | 202 | Moxie Freedom Generation Plant | PA | 42079 | PJME | Combined Cycle Gas | 561.4667 | 3.2155 | 0.00060002 | 32.7341 | 0.0061083 | 2.6091 | 0.00060002 | 26.5602 | 0.006108 | -76.16 | 41.1117
55216 | CTG1 | Morris Cogeneration, LLC | IL | 17063 | CONUS | EGU-Other | 66.8961 | 0.60549 | 0.00060011 | 32.7035 | 0.032413 | 0.6476 | 0.00060011 | 34.9807 | 0.032415 | -88.3292 | 41.4092
7839 | 3 | Ladysmith Combustion Turbine Sta | VA | 51033 | PJMD | Simple Cycle Gas | 178.1616 | 2.3897 | 0.0032447 | 32.6985 | 0.044398 | 2.4684 | 0.0032447 | 33.6697 | 0.044259 | -77.5136 | 38.0708
7153 | 7 | Hay Road | DE | 10003 | PJME | Oil | 202.8202 | 0.90477 | 0.00060251 | 32.6759 | 0.02176 | 0.11786 | 0.00060251 | 4.2672 | 0.021815 | -75.5072 | 39.7436
56846 | GT1 | CPV St. Charles Energy Center | MD | 24017 | PJME | Combined Cycle Gas | 308.4519 | 3.998 | 0.00060002 | 32.6367 | 0.0048981 | 3.243 | 0.00060002 | 26.4691 | 0.0048973 | -76.8931 | 38.5712
3491 | 5 | Handley Generating Station | TX | 48439 | TRE | Boiler Gas | 447.3626 | 1.1931 | 0.00060003 | 32.5802 | 0.016385 | 1.3887 | 0.00060003 | 37.8273 | 0.016345 | -97.2186 | 32.7278
2709 | 13 | H F Lee Steam Electric Plant | NC | 37191 | SRCA | Simple Cycle Gas | 175.3355 | 0.49723 | 0.00073433 | 32.5645 | 0.048092 | 0.52428 | 0.00073433 | 34.3636 | 0.048131 | -78.0896 | 35.3742
55127 | CT1 | Manchief Generating Station | CO | 08087 | RMRG | Simple Cycle Gas | 136.1637 | 0.33392 | 0.00060004 | 32.422 | 0.058261 | 0.36747 | 0.00060004 | 35.6799 | 0.058261 | -103.686 | 40.2179
3 | 2 | Barry | AL | 01097 | SRSE | Boiler Gas | 106.7981 | 0.23509 | 0.00060012 | 32.4148 | 0.082747 | 0.2877 | 0.00060012 | 39.4241 | 0.082236 | -88.0103 | 31.0069
55229 | G4CT2 | Montpelier Electric Gen Station | IN | 18179 | MISC | Simple Cycle Gas | 29.1148 | 3.0545 | 0.015319 | 32.3009 | 0.162 | 3.2682 | 0.015319 | 34.5573 | 0.16199 | -85.3057 | 40.6206
7302 | 4B | Hines Energy Complex | FL | 12105 | FRCC | Combined Cycle Gas | 198.1418 | 2.4794 | 0.00060464 | 32.2869 | 0.0078737 | 1.3507 | 0.00060464 | 17.6052 | 0.0078809 | -81.8694 | 27.7886
55081 | AA-002 | Brownsville Combustion Turbine Plant | TN | 47075 | SRCE | Simple Cycle Gas | 121.6266 | 0.33945 | 0.00060003 | 32.2696 | 0.057042 | 0.35638 | 0.00060003 | 33.8545 | 0.057001 | -89.198 | 35.5438
2517 | 4 | Port Jefferson Energy Center | NY | 36103 | NYCW | Boiler Gas | 189.3146 | 20.3695 | 0.034635 | 32.2549 | 0.054844 | 20.8776 | 0.034635 | 33.0697 | 0.054861 | -73.0786 | 40.9503
2291 | 3 | North Omaha Station | NE | 31055 | SPPN | Boiler Gas | 109.5758 | 0.27594 | 0.00059281 | 32.1868 | 0.069147 | 0 |  | 0 |  | -95.9458 | 41.3297
55230 | CT-4 | Jack County Generation Facility | TX | 48237 | TRE | Combined Cycle Gas | 346.729 | 3.002 | 0.00060003 | 32.1865 | 0.0064333 | 1.567 | 0.00060003 | 16.8077 | 0.0064358 | -97.9574 | 33.101
8049 | **8 | Intercession City | FL | 12097 | FRCC | Oil | 79.7054 | 0.34453 | 0.00091046 | 32.1838 | 0.085048 | 0.078143 | 0.00091046 | 7.2997 | 0.08505 | -81.5486 | 28.2628
55406 | 1 | Effingham County Power, LLC | GA | 13103 | SRSE | Combined Cycle Gas | 173.6516 | 2.4107 | 0.00060003 | 32.1494 | 0.008002 | 1.1311 | 0.00060003 | 15.0617 | 0.0079903 | -81.2842 | 32.2792
55327 | CTG-2 | Baytown Energy Center | TX | 48071 | TRE | Combined Cycle Gas | 295.6437 | 1.8321 | 0.00060003 | 32.1468 | 0.010529 | 0.95631 | 0.00060003 | 16.7093 | 0.010484 | -94.9019 | 29.7731
56505 | SN07 | City Water & Light - City of Jonesboro | AR | 05031 | MISS | Simple Cycle Gas | 47.2395 | 0.1751 | 0.00062628 | 32.0748 | 0.11472 | 0.2069 | 0.00062628 | 38.4504 | 0.11639 | -90.7257 | 35.8481
2594 | 5 | Oswego Harbor Power | NY | 36075 | NYUP | Oil | 820.7372 | 71.7282 | 0.46077 | 32.0438 | 0.20585 | 1.6785 | 0.46077 | 0.75052 | 0.20602 | -76.53 | 43.46
8031 | 11 | Emery Station | IA | 19033 | MISW | Combined Cycle Gas | 292.737 | 2.0291 | 0.00060003 | 32.0271 | 0.0094706 | 0.29214 | 0.00060003 | 4.62 | 0.0094889 | -93.2922 | 43.094
3250 | 12 | Darlington County | SC | 45031 | SRCA | Simple Cycle Gas | 175.7963 | 0.18756 | 0.00064325 | 32.0098 | 0.10978 | 0.19766 | 0.00064325 | 33.4774 | 0.10894 | -80.1657 | 34.4185
55460 | EUCT1 | Indeck-Niles Energy Center | MI | 26027 | PJMW | Combined Cycle Gas | 589.375 | 3.2051 | 0.00060001 | 32.0009 | 0.0059907 | 2.8938 | 0.00060001 | 28.8932 | 0.0059908 | -86.2213 | 41.8621
880083 | B026 | Lima Refinery | OH | 39003 | CONUS | EGU-Other | 23.3018 | 0 | 0 | 31.9826 | 0.083566 | 0 | 0 | 33.9957 | 0.083573 | -84.1133 | 40.7234
1068 | 2B | Marshalltown CTs | IA | 19127 | MISW | Simple Cycle Gas | 29.7623 | 0.074965 | 0.00060019 | 31.9617 | 0.25589 | 0.08309 | 0.00060019 | 35.4308 | 0.25593 | -92.8596 | 42.0475
55267 | 4 | Edward L Addison Generating Plant | GA | 13293 | SRSE | Simple Cycle Gas | 162.3294 | 0.57219 | 0.000616 | 31.938 | 0.034383 | 0.57587 | 0.000616 | 32.0522 | 0.034286 | -84.3059 | 32.911
54476 | CT-1 | Sumas Generating Station | WA | 53073 | NWPP | Combined Cycle Gas | 90.7471 | 4.1837 | 0.0020814 | 31.9362 | 0.015888 | 3.9499 | 0.0020814 | 30.1488 | 0.015887 | -122.2733 | 48.9905
408 | 7 | Valley Generating Station | CA | 06037 | CASO | Combined Cycle Gas | 284.9765 | 2.3751 | 0.00060004 | 31.9197 | 0.008064 | 0.46987 | 0.00060004 | 6.3121 | 0.0080607 | -118.3903 | 34.2481
8059 | 7252 | Comanche (8059) | OK | 40031 | SPPS | Combined Cycle Gas | 95.031 | 0.41369 | 0.0006 | 31.911 | 0.046283 | 0.042626 | 0.0006 | 10.6566 | 0.15 | -98.3244 | 34.5431
8049 | **7 | Intercession City | FL | 12097 | FRCC | Oil | 81.0156 | 0.34583 | 0.00090906 | 31.8385 | 0.083693 | 0.078455 | 0.00090906 | 7.2239 | 0.083703 | -81.5486 | 28.2628
55015 | 3 | Sweeny Cogeneration Facility | TX | 48039 | TRE | Simple Cycle Gas | 145.4647 | 3.0764 | 0.00054417 | 31.8241 | 0.0056292 | 2.8899 | 0.00054417 | 29.0365 | 0.0054676 | -95.745 | 29.0728
55196 | 1 | Springdale Generating Station (55196) | PA | 42003 | PJMW | Simple Cycle Gas | 49.068 | 0.25313 | 0.00060013 | 31.8172 | 0.075432 | 0.27116 | 0.00060013 | 34.0856 | 0.075438 | -79.7678 | 40.5447
2709 | 11 | H F Lee Steam Electric Plant | NC | 37191 | SRCA | Oil | 177.1096 | 0.27117 | 0.00074066 | 31.7967 | 0.086846 | 0.060539 | 0.00074066 | 7.1075 | 0.086955 | -78.0896 | 35.3742
315 | CT1 | AES Alamitos | CA | 06037 | CASO | Combined Cycle Gas | 342.5393 | 3.573 | 0.00060002 | 31.79 | 0.0053385 | 0.62843 | 0.00060002 | 5.5821 | 0.0053298 | -118.1009 | 33.7688
7763 | 3 | Henry County Generating Station | IN | 18065 | MISC | Simple Cycle Gas | 43.7506 | 0.21863 | 0.00060011 | 31.7586 | 0.087173 | 0.2349 | 0.00060011 | 34.1239 | 0.087176 | -85.5039 | 39.9528
55088 | BL2100 | Dearborn Industrial Generation | MI | 26163 | MISE | Boiler Gas | 50.0227 | 246.7618 | 0.22293 | 31.7564 | 0.02869 | 118.2416 | 0.22293 | 15.5613 | 0.029339 | -83.154 | 42.3026
4937 | CT-1 | T C Ferguson Power Plant | TX | 48299 | TRE | Combined Cycle Gas | 175.9335 | 3.2049 | 0.00060005 | 31.7373 | 0.0059422 | 1.673 | 0.00060005 | 16.5655 | 0.0059416 | -98.371 | 30.557
55040 | 1 | Mid-Georgia Cogeneration | GA | 13153 | SRSE | Combined Cycle Gas | 172.0827 | 1.5326 | 0.0016271 | 31.6984 | 0.033651 | 0.71919 | 0.0016271 | 14.8466 | 0.033588 | -83.6036 | 32.4853
55230 | CT-3 | Jack County Generation Facility | TX | 48237 | TRE | Combined Cycle Gas | 345.6941 | 3.0655 | 0.00060003 | 31.6576 | 0.0061966 | 1.6002 | 0.00060003 | 16.5319 | 0.0061991 | -97.9574 | 33.101
2709 | 10 | H F Lee Steam Electric Plant | NC | 37191 | SRCA | Oil | 178.6662 | 0.22675 | 0.00075927 | 31.6446 | 0.10596 | 0.050552 | 0.00075927 | 7.0705 | 0.1062 | -78.0896 | 35.3742
50732 | ETBLR3 | US Steel (Edgar Thomson) | PA | 42003 | CONUS | EGU-Other | 35.9344 | 0 | 0 | 31.6166 | 0.020897 | 0 | 0 | 33.4325 | 0.020731 | -79.8564 | 40.3925
57185 | U003 | Cricket Valley Energy Center | NY | 36027 | NYUP | Combined Cycle Gas | 411.5389 | 3.8768 | 0.00060002 | 31.5847 | 0.0048885 | 2.1865 | 0.00060002 | 17.8143 | 0.0048887 | -73.5806 | 41.6762
55271 | CT1 | Tenaska Lindsay Hill Generating Station | AL | 01001 | SRSE | Combined Cycle Gas | 338.8163 | 2.438 | 0.00060003 | 31.5773 | 0.0077716 | 1.1415 | 0.00060003 | 14.7818 | 0.0077699 | -86.7386 | 32.6514
3491 | 4 | Handley Generating Station | TX | 48439 | TRE | Boiler Gas | 456.5972 | 1.3754 | 0.00060002 | 31.4392 | 0.013716 | 1.6087 | 0.00060002 | 36.6665 | 0.013676 | -97.2186 | 32.7278
3338 | 2A | Aberdeen Generating Station | SD | 46013 | SPPN | Simple Cycle Gas | 27.5989 | 0.1017 | 0.00063517 | 31.433 | 0.19631 | 0.098288 | 0.00063517 | 30.3848 | 0.19636 | -98.4932 | 45.4287
54832 | 2 | Brandywine Power Facility | MD | 24033 | PJME | Combined Cycle Gas | 133.9451 | 0.5754 | 0.00060695 | 31.4058 | 0.033128 | 0.46672 | 0.00060695 | 25.4288 | 0.033069 | -76.8678 | 38.6681
3492 | CT2 | Morgan Creek | TX | 48335 | TRE | Simple Cycle Gas | 74.6985 | 0 | 0 | 31.3323 | 0.98619 | 0 | 0 | 33.1351 | 0.9793 | -100.9158 | 32.3358
7838 | 4 | Remington Combustion Turbine Station | VA | 51061 | PJMD | Simple Cycle Gas | 200.896 | 1.806 | 0.0023459 | 31.3299 | 0.040696 | 1.912 | 0.0023459 | 33.2173 | 0.040754 | -77.7711 | 38.5422
6074 | 3 | Greenwood Energy Center | MO | 29095 | SPPC | Simple Cycle Gas | 34.5249 | 2.8583 | 0.023093 | 31.2777 | 0.25269 | 2.8695 | 0.023093 | 30.673 | 0.24685 | -94.2982 | 38.8615
56476 | GT2 | Gateway Generating Station | CA | 06013 | CANO | Combined Cycle Gas | 307.3578 | 2.7389 | 0.00060003 | 31.2766 | 0.006852 | 1.4212 | 0.00060003 | 16.224 | 0.0068495 | -121.7592 | 38.0167
63259 | DEPS1 | Delta Energy Park | MI | 26045 | MISE | Combined Cycle Gas | 69.3821 | 0.21315 | 0.00057336 | 31.2544 | 0.084073 | 0.061847 | 0.00057336 | 9.069 | 0.084075 | -84.6578 | 42.6906
7839 | 5 | Ladysmith Combustion Turbine Sta | VA | 51033 | PJMD | Simple Cycle Gas | 177.2224 | 2.0171 | 0.0025967 | 31.1943 | 0.040158 | 2.099 | 0.0025967 | 31.9882 | 0.039573 | -77.5136 | 38.0708
2953 | T9 | Mustang | OK | 40017 | SPPS | Simple Cycle Gas | 60.1384 | 0.22542 | 0.00060009 | 31.1553 | 0.082938 | 0.24457 | 0.00060009 | 33.807 | 0.082949 | -97.6733 | 35.4711
2398 | 1301 | Bergen Generating Station | NJ | 34003 | PJME | Combined Cycle Gas | 146.5195 | 0.48076 | 0.00060383 | 31.0954 | 0.039056 | 0.38983 | 0.00060383 | 25.1659 | 0.038981 | -74.0244 | 40.8375
3628 | **5 | R W Miller | TX | 48363 | TRE | Simple Cycle Gas | 112.9788 | 1.5365 | 0.005891 | 31.0765 | 0.11915 | 1.6127 | 0.005891 | 32.3203 | 0.11807 | -98.3103 | 32.6581
55292 | CTG-2 | Decatur Energy Center | AL | 01103 | SRCE | Combined Cycle Gas | 286.2213 | 2.0914 | 0.00060003 | 31.0438 | 0.0089064 | 0.54592 | 0.00060003 | 8.1068 | 0.0089103 | -87.0214 | 34.6292
1913 | 1 | Inver Hills | MN | 27037 | MISW | Simple Cycle Gas | 48.5253 | 1.9095 | 0.045874 | 31.0247 | 0.74536 | 0 |  | 0 |  | -93.042 | 44.781
55100 | 1 | Rumford Power | ME | 23017 | ISNE | Combined Cycle Gas | 271.2502 | 0.95848 | 0.00060003 | 31.016 | 0.019417 | 0.37791 | 0.00060003 | 12.2293 | 0.019417 | -70.5219 | 44.5303
55972 | CT2 | Cass County Station | NE | 31025 | SPPN | Simple Cycle Gas | 175.4899 | 0.36296 | 0.00060004 | 30.9918 | 0.051235 | 0.39272 | 0.00060004 | 33.5282 | 0.051229 | -95.9667 | 40.9472
55164 | GTG2 | Bluegrass Generating Station | KY | 21185 | SRCE | Simple Cycle Gas | 186.8101 | 0.33528 | 0.0006182 | 30.9683 | 0.0571 | 0.36094 | 0.0006182 | 33.1575 | 0.056791 | -85.4133 | 38.3902
6074 | 4 | Greenwood Energy Center | MO | 29095 | SPPC | Simple Cycle Gas | 41.9954 | 5.3278 | 0.061055 | 30.9266 | 0.3544 | 5.5632 | 0.061055 | 31.9004 | 0.3501 | -94.2982 | 38.8615
54914 | 1 | Brooklyn Navy Yard Cogeneration | NY | 36047 | NYCW | Combined Cycle Gas | 141.7257 | 2.6551 | 0.00060111 | 30.8862 | 0.0069926 | 1.4976 | 0.00060111 | 17.4322 | 0.0069969 | -73.9758 | 40.6994
57185 | U002 | Cricket Valley Energy Center | NY | 36027 | NYUP | Combined Cycle Gas | 409.6173 | 3.9439 | 0.00060002 | 30.793 | 0.0046848 | 2.2243 | 0.00060002 | 17.3679 | 0.0046851 | -73.5806 | 41.6762
54114 | GT2 | KIAC Cogeneration | NY | 36081 | NYCW | Combined Cycle Gas | 87.6622 | 1.091 | 0.00096324 | 30.7881 | 0.027182 | 0.61592 | 0.00096324 | 17.3678 | 0.027162 | -73.7778 | 40.6417
55460 | EUCT2 | Indeck-Niles Energy Center | MI | 26027 | PJMW | Combined Cycle Gas | 587.5332 | 3.1823 | 0.00060001 | 30.7459 | 0.005797 | 2.8747 | 0.00060001 | 27.7736 | 0.0057969 | -86.2213 | 41.8621
7763 | 2 | Henry County Generating Station | IN | 18065 | MISC | Simple Cycle Gas | 43.708 | 0.19673 | 0.00060013 | 30.7337 | 0.093753 | 0.20893 | 0.00060013 | 32.6725 | 0.09385 | -85.5039 | 39.9528
50733 | 701B2 | US Steel Corp - Gary Works | IN | 18089 | CONUS | Industrial | 25.9739 | 0 | 0 | 30.6591 | 0.053747 | 0 | 0 | 30.8526 | 0.053747 | -87.3281 | 41.6133
7604 | 1 | St. Francis Power Plant | MO | 29069 | MISC | Combined Cycle Gas | 244.591 | 1.4645 | 0.00060003 | 30.6006 | 0.012538 | 0.13155 | 0.00060003 | 6.5771 | 0.03 | -90.1779 | 36.5852
2831 | 1 | Dicks Creek Power Company LLC | OH | 39017 | PJMW | Simple Cycle Gas | 40.8314 | 0.02645 | 0.00060556 | 30.5752 | 0.7 | 0.021373 | 0.00060556 | 24.7066 | 0.7 | -84.3775 | 39.465
7985 | 1 | Greater Des Moines Energy Center | IA | 19153 | MISW | Combined Cycle Gas | 175.889 | 1.6055 | 0.00060003 | 30.4906 | 0.011395 | 0.22676 | 0.00060003 | 4.3027 | 0.011385 | -93.5283 | 41.5563
55401 | CT-2 | Rolling Hills Generating LLC | OH | 39163 | PJMW | Simple Cycle Gas | 191.9919 | 0.38783 | 0.00060003 | 30.4671 | 0.047138 | 0.40682 | 0.00060003 | 31.9558 | 0.047133 | -82.3328 | 39.0839
2336 | 8 | Tracy | NV | 32029 | BASN | Combined Cycle Gas | 311.3729 | 3.3209 | 0.00060003 | 30.4475 | 0.0055014 | 2.0125 | 0.00060003 | 18.4436 | 0.0054991 | -119.525 | 39.5625
57865 | 1 | Antelope Elk Energy Center | TX | 48189 | SPPS | Simple Cycle Gas | 181.0753 | 0.7729 | 0.00060004 | 30.4234 | 0.023619 | 0.79951 | 0.00060004 | 31.4666 | 0.023616 | -101.841 | 33.8643
55164 | GTG1 | Bluegrass Generating Station | KY | 21185 | SRCE | Simple Cycle Gas | 185.3299 | 0.3528 | 0.0006135 | 30.3958 | 0.052857 | 0.38023 | 0.0006135 | 32.6271 | 0.052645 | -85.4133 | 38.3902
3548 | GT-1B | Decker Creek | TX | 48453 | TRE | Simple Cycle Gas | 22.405 | 0 | 0 | 30.3287 | 0.70003 | 0 | 0 | 29.2814 | 0.70003 | -97.6128 | 30.3036
7515 | 1 | McPherson Municipal Power Plant #3 | KS | 20113 | SPPC | Simple Cycle Gas | 62.0712 | 0.11171 | 0.00061135 | 30.2056 | 0.16531 | 0.11686 | 0.00061135 | 31.5959 | 0.16529 | -97.6103 | 38.3897
4076 | 32A | West Marinette | WI | 55075 | MISW | Simple Cycle Gas | 22.7489 | 0.04905 | 0.00060021 | 30.2022 | 0.36957 | 0.053593 | 0.00060021 | 33.0868 | 0.37055 | -87.6881 | 45.0869
2511 | U00005 | E F Barrett | NY | 36059 | NYCW | Simple Cycle Gas | 16.9664 | 0 | 0 | 30.0719 | 0.34402 | 0.037973 | 0.0006 | 6.3288 | 0.1 | -73.6486 | 40.6169
55641 | CT-01 | Riverside Energy Center | WI | 55105 | MISW | Combined Cycle Gas | 355.5382 | 2.9374 | 0.00060003 | 29.9909 | 0.0061263 | 0.31856 | 0.00060003 | 3.2509 | 0.0061232 | -89.0351 | 42.5835
55504 | L1 | Limon Generating Station | CO | 08073 | RMRG | Simple Cycle Gas | 71.7331 | 0.28881 | 0.00065415 | 29.9815 | 0.067908 | 0.35465 | 0.00065415 | 37.4727 | 0.069119 | -103.7005 | 39.2038
55292 | CTG-3 | Decatur Energy Center | AL | 01103 | SRCE | Combined Cycle Gas | 284.9858 | 2.0328 | 0.00060004 | 29.9339 | 0.0088361 | 0.5306 | 0.00060004 | 7.8185 | 0.0088417 | -87.0214 | 34.6292
3775 | 2 | Clinch River | VA | 51167 | PJMW | Boiler Gas | 234.4838 | 11.533 | 0.0515 | 29.9271 | 0.13364 | 11.8826 | 0.0515 | 30.7805 | 0.1334 | -82.1986 | 36.9328
55402 | CT2 | Renaissance Power | MI | 26117 | MISE | Simple Cycle Gas | 201.3147 | 0.35607 | 0.00060002 | 29.9263 | 0.05043 | 0.38588 | 0.00060002 | 32.4299 | 0.050426 | -84.8429 | 43.1864
408 | 6 | Valley Generating Station | CA | 06037 | CASO | Combined Cycle Gas | 287.1153 | 2.0611 | 0.00060003 | 29.8894 | 0.0087016 | 0.39801 | 0.00060003 | 5.7709 | 0.0087 | -118.3903 | 34.2481
10307 | 1 | Bellingham | MA | 25021 | ISNE | Combined Cycle Gas | 124.7364 | 1.4444 | 0.0038131 | 29.8635 | 0.078839 | 0.56652 | 0.0038131 | 11.7119 | 0.078829 | -71.4833 | 42.0925
1068 | 2A | Marshalltown CTs | IA | 19127 | MISW | Simple Cycle Gas | 29.7621 | 0.073285 | 0.00060018 | 29.8448 | 0.24442 | 0.080479 | 0.00060018 | 32.7744 | 0.24442 | -92.8596 | 42.0475
55641 | CT-02 | Riverside Energy Center | WI | 55105 | MISW | Combined Cycle Gas | 354.1457 | 2.7067 | 0.00060003 | 29.8323 | 0.0066132 | 0.30215 | 0.00060003 | 3.3201 | 0.0065933 | -89.0351 | 42.5835
3250 | 13 | Darlington County | SC | 45031 | SRCA | Simple Cycle Gas | 155.3998 | 0.1796 | 0.00066188 | 29.8283 | 0.10993 | 0.18925 | 0.00066188 | 31.5583 | 0.11037 | -80.1657 | 34.4185
55177 | A | South Point Energy Center, LLC | AZ | 04015 | SRSG | Combined Cycle Gas | 288.8929 | 2.0376 | 0.00060003 | 29.8093 | 0.0087782 | 0.58977 | 0.00060003 | 8.6318 | 0.008782 | -114.5317 | 34.8678
59073 | GT501B | Cove Point LNG Terminal | MD | 24009 | CONUS | Industrial | 98.9065 | 0 | 0 | 29.762 | 0.0079368 | 0 | 0 | 29.9527 | 0.0079368 | -76.408 | 38.387
6650 | CT01 | Mexico | MO | 29007 | MISC | Oil | 48.8062 | 12.3939 | 0.50001 | 29.745 | 1.2 | 13.9269 | 0.50001 | 33.4239 | 1.2 | -91.8306 | 39.1481
2951 | 7 | Horseshoe Lake | OK | 40109 | SPPS | Combined Cycle Gas | 273.7776 | 0.1026 | 0.00060004 | 29.6818 | 0.17358 | 0 |  | 0 |  | -97.1789 | 35.5089
1572 | GT3 | Dickerson | MD | 24031 | PJME | Simple Cycle Gas | 149.3479 | 1.3117 | 0.0035229 | 29.679 | 0.079708 | 1.3603 | 0.0035229 | 30.7795 | 0.079711 | -77.4644 | 39.2086
55284 | GS12 | Big Sandy Peaker Plant | WV | 54099 | PJMW | Simple Cycle Gas | 28.574 | 0.0841 | 0.00063206 | 29.6171 | 0.22259 | 0.089966 | 0.00063206 | 31.6318 | 0.22223 | -82.5938 | 38.3441
54041 | 011856 | Lockport | NY | 36063 | NYUP | Combined Cycle Gas | 49.6088 | 0.15435 | 0.00060694 | 29.5905 | 0.11636 | 0.087092 | 0.00060694 | 16.6872 | 0.11629 | -78.7453 | 43.1622
55409 | CT4 | Calhoun Energy Center | AL | 01015 | SRSE | Simple Cycle Gas | 181.3808 | 0.48123 | 0.00060415 | 29.5879 | 0.037145 | 0.48459 | 0.00060415 | 29.4708 | 0.036742 | -85.9731 | 33.5883
55292 | CTG-1 | Decatur Energy Center | AL | 01103 | SRCE | Combined Cycle Gas | 289.0456 | 2.0082 | 0.00060004 | 29.5613 | 0.0088327 | 0.5242 | 0.00060004 | 7.7183 | 0.0088349 | -87.0214 | 34.6292
8068 | 5A | Santan | AZ | 04013 | SRSG | Combined Cycle Gas | 305.8938 | 2.6545 | 0.00060003 | 29.5402 | 0.0066772 | 0.76766 | 0.00060003 | 8.5426 | 0.0066772 | -111.751 | 33.3333
58325 | 1 | Charles D Lamb Energy Center | OK | 40071 | SPPS | Simple Cycle Gas | 106.413 | 0.50656 | 0.00060003 | 29.5351 | 0.034985 | 0.54484 | 0.00060003 | 31.7415 | 0.034957 | -97.1252 | 36.8138
3006 | 8 | Anadarko | OK | 40015 | SPPS | Simple Cycle Gas | 36.7657 | 0.2016 | 0.00060016 | 29.5334 | 0.087919 | 0.21404 | 0.00060016 | 31.352 | 0.08791 | -98.23 | 35.0847
3006 | 7 | Anadarko | OK | 40015 | SPPS | Simple Cycle Gas | 40.4302 | 0.21509 | 0.00060014 | 29.4839 | 0.082266 | 0.22925 | 0.00060014 | 31.4087 | 0.082222 | -98.23 | 35.0847
55103 | CT2 | Klamath Cogeneration Project | OR | 41035 | NWPP | Combined Cycle Gas | 274.4758 | 2.6538 | 0.00060003 | 29.4625 | 0.0066616 | 2.5053 | 0.00060003 | 27.8145 | 0.0066619 | -121.8106 | 42.1739
59073 | GT501A | Cove Point LNG Terminal | MD | 24009 | CONUS | Industrial | 99.9155 | 0 | 0 | 29.4603 | 0.0078418 | 0 | 0 | 30.5183 | 0.0078452 | -76.408 | 38.387
7763 | 1 | Henry County Generating Station | IN | 18065 | MISC | Simple Cycle Gas | 42.5571 | 0.20139 | 0.00060015 | 29.46 | 0.087794 | 0.21526 | 0.00060015 | 31.4886 | 0.087793 | -85.5039 | 39.9528
63628 | 5B-2 | Tinker | OK | 40109 | SPPS | Simple Cycle Gas | 13.9875 | 0 | 0 | 29.4017 | 0.70001 | 0 | 0 | 27.0335 | 0.70001 | -97.373 | 35.415
55196 | 2 | Springdale Generating Station (55196) | PA | 42003 | PJMW | Simple Cycle Gas | 48.639 | 0.23031 | 0.00060014 | 29.2772 | 0.076291 | 0.24502 | 0.00060014 | 31.1465 | 0.076289 | -79.7678 | 40.5447
56349 | CT1A | Quail Run Energy Center | TX | 48135 | TRE | Combined Cycle Gas | 146.9766 | 0.96033 | 0.00060005 | 29.2738 | 0.018291 | 0.50128 | 0.00060005 | 15.2799 | 0.018291 | -102.315 | 31.8414
3548 | GT-1A | Decker Creek | TX | 48453 | TRE | Simple Cycle Gas | 21.3222 | 0 | 0 | 29.2445 | 0.70003 | 0 | 0 | 28.2909 | 0.70003 | -97.6128 | 30.3036
56476 | GT1 | Gateway Generating Station | CA | 06013 | CANO | Combined Cycle Gas | 309.5595 | 2.6467 | 0.00060003 | 29.2136 | 0.0066229 | 1.3734 | 0.00060003 | 15.1598 | 0.006623 | -121.7592 | 38.0167
55177 | B | South Point Energy Center, LLC | AZ | 04015 | SRSG | Combined Cycle Gas | 285.5861 | 1.8668 | 0.00060003 | 29.2026 | 0.0093865 | 0.53933 | 0.00060003 | 8.4418 | 0.009392 | -114.5317 | 34.8678
6258 | 1F | Allen B Wilson Combustion Turbine Plant | GA | 13033 | SRSE | Oil | 61.9278 | 12.1678 | 0.50003 | 29.2006 | 1.2 | 2.6663 | 0.50003 | 6.3986 | 1.2 | -81.748 | 33.138
55182 | CTG1 | Sunrise Power Company | CA | 06029 | CANO | Combined Cycle Gas | 287.2856 | 3.024 | 0.00060003 | 29.1404 | 0.0057822 | 1.5691 | 0.00060003 | 15.1206 | 0.005782 | -119.585 | 35.2097
59004 | CT1 | Potomac Energy Center, LLC | VA | 51107 | PJMD | Combined Cycle Gas | 420.91 | 0.54632 | 0.00010002 | 29.0725 | 0.0053227 | 0.39661 | 0.00010002 | 21.1033 | 0.0053221 | -77.545 | 39.058
6195 | CT2B | John Twitty Energy Center | MO | 29077 | SPPC | Simple Cycle Gas | 25.3912 | 0.20361 | 0.0011088 | 28.9997 | 0.15792 | 0.22584 | 0.0011088 | 32.1588 | 0.15789 | -93.3892 | 37.1519
2081 | 14 | Northeast Generating Station | MO | 29095 | SPPC | Oil | 39.1444 | 0.72395 | 0.029972 | 28.9841 | 1.2 | 0 |  | 0 |  | -94.5605 | 39.1231
56807 | 1B | Bear Garden Generating Station | VA | 51029 | PJMD | Combined Cycle Gas | 371.3748 | 2.2612 | 0.00060312 | 28.9262 | 0.0077155 | 1.6415 | 0.00060312 | 20.9913 | 0.0077128 | -78.2871 | 37.6966
55284 | GS11 | Big Sandy Peaker Plant | WV | 54099 | PJMW | Simple Cycle Gas | 27.6016 | 0.0831 | 0.00064777 | 28.9105 | 0.22536 | 0.089055 | 0.00064777 | 30.9063 | 0.22481 | -82.5938 | 38.3441
55198 | GTG301 | Riverside Generating Company | KY | 21127 | PJMW | Simple Cycle Gas | 210.0262 | 0.31056 | 0.00060003 | 28.8873 | 0.055813 | 0.33199 | 0.00060003 | 30.8247 | 0.055712 | -82.6042 | 38.1933
55395 | CT02 | Crossroads Energy Center (CPU) | MS | 28027 | MISS | Simple Cycle Gas | 73.6125 | 0.1987 | 0.00060005 | 28.8754 | 0.087199 | 0.21032 | 0.00060005 | 30.5556 | 0.087178 | -90.5621 | 34.183
56104 | CT-2 | Mankato Energy Center | MN | 27013 | MISW | Combined Cycle Gas | 387.0113 | 1.8992 | 0.0006014 | 28.8753 | 0.0091436 | 0.27651 | 0.0006014 | 4.2043 | 0.0091441 | -94.0099 | 44.1965
55221 | G5 | Oswald Generating Station | AR | 05119 | MISS | Combined Cycle Gas | 76.372 | 0.16503 | 0.00060014 | 28.764 | 0.1046 | 0.085157 | 0.00060014 | 14.8424 | 0.1046 | -92.2166 | 34.5923
7839 | 1 | Ladysmith Combustion Turbine Sta | VA | 51033 | PJMD | Simple Cycle Gas | 205.1773 | 2.0651 | 0.0027761 | 28.6736 | 0.038545 | 2.1806 | 0.0027761 | 29.9549 | 0.038135 | -77.5136 | 38.0708
6258 | 1C | Allen B Wilson Combustion Turbine Plant | GA | 13033 | SRSE | Oil | 62.1008 | 11.9466 | 0.50002 | 28.6711 | 1.2 | 2.6157 | 0.50002 | 6.2774 | 1.2 | -81.748 | 33.138
3809 | 3 | Yorktown Power Station | VA | 51199 | PJMD | Oil | 712.1035 | 77.1749 | 0.3641 | 28.6641 | 0.13523 | 0 |  | 0 |  | -76.4583 | 37.2208
2336 | 9 | Tracy | NV | 32029 | BASN | Combined Cycle Gas | 312.7965 | 3.4179 | 0.00060003 | 28.632 | 0.0050266 | 2.0712 | 0.00060003 | 17.3472 | 0.0050255 | -119.525 | 39.5625
55985 | CTG2 | Palomar Energy Center | CA | 06073 | CASO | Combined Cycle Gas | 294.4455 | 2.8873 | 0.00060003 | 28.5603 | 0.0059354 | 0.57345 | 0.00060003 | 5.6505 | 0.0059124 | -117.118 | 33.1192
3 | 1 | Barry | AL | 01097 | SRSE | Boiler Gas | 115.6066 | 0.20217 | 0.0006001 | 28.5504 | 0.084744 | 0.23925 | 0.0006001 | 33.4608 | 0.083928 | -88.0103 | 31.0069
56046 | 1 | Magnolia | CA | 06037 | CASO | Combined Cycle Gas | 329.7467 | 3.3873 | 0.00059982 | 28.5207 | 0.0050504 | 0.64845 | 0.00059982 | 5.4566 | 0.0050474 | -118.3153 | 34.1788
7270 | **3 | Paris | WI | 55059 | MISW | Simple Cycle Gas | 112.2848 | 0.21654 | 0.00060006 | 28.5129 | 0.079012 | 0.23524 | 0.00060006 | 30.9743 | 0.079009 | -88.0131 | 42.6658
3492 | CT4 | Morgan Creek | TX | 48335 | TRE | Simple Cycle Gas | 74.1101 | 0 | 0 | 28.4914 | 1.095 | 0 | 0 | 30.3134 | 1.0912 | -100.9158 | 32.3358
55392 | CT-1 | Zion Energy Center | IL | 17097 | PJMC | Simple Cycle Gas | 189.2272 | 0.52019 | 0.00060008 | 28.4521 | 0.032822 | 0.55774 | 0.00060008 | 30.5436 | 0.032862 | -87.895 | 42.4776
55345 | CTG-2 | Otay Mesa Energy Center, LLC | CA | 06073 | CASO | Combined Cycle Gas | 315.4851 | 2.8035 | 0.00060003 | 28.4386 | 0.0060867 | 0.50765 | 0.00060003 | 5.1598 | 0.0060987 | -116.9153 | 32.5733
8102 | B001 | Gen J M Gavin | OH | 39053 | CONUS | EGU-Other | 60 | 0 | 0 | 28.422 | 2 | 0.14211 | 0.01 | 28.422 | 2 | -82.1158 | 38.9347
56349 | CT2A | Quail Run Energy Center | TX | 48135 | TRE | Combined Cycle Gas | 147.1284 | 0.9522 | 0.00060006 | 28.3522 | 0.017867 | 0.49704 | 0.00060006 | 14.7994 | 0.017867 | -102.3142 | 31.8394
10328 | UNIT3 | T B Simon Power Plant | MI | 26065 | CONUS | EGU-Other | 33.9405 | 0 | 0 | 28.2876 | 0.097572 | 0 | 0 | 29.9657 | 0.097572 | -84.4836 | 42.7178
6046 | **7 | Debary | FL | 12127 | FRCC | Oil | 91.1202 | 0.53539 | 0.0014523 | 28.2584 | 0.076651 | 0.12146 | 0.0014523 | 6.4155 | 0.076706 | -81.3319 | 28.9047
55286 | O-2 | Oleander Power Project | FL | 12009 | FRCC | Simple Cycle Gas | 186.3273 | 6.9341 | 0.014955 | 28.1999 | 0.060818 | 8.2053 | 0.014955 | 33.4139 | 0.060898 | -80.7947 | 28.3661
7985 | 2 | Greater Des Moines Energy Center | IA | 19153 | MISW | Combined Cycle Gas | 175.2016 | 1.6518 | 0.00060003 | 28.0867 | 0.010203 | 0.23548 | 0.00060003 | 4.0065 | 0.010209 | -93.5283 | 41.5563
7158 | **GT4 | Woodsdale | OH | 39017 | PJMW | Simple Cycle Gas | 191.2393 | 0.4244 | 0.0023546 | 28.0288 | 0.1555 | 0.45413 | 0.0023546 | 29.9677 | 0.15538 | -84.4611 | 39.4492
55345 | CTG-1 | Otay Mesa Energy Center, LLC | CA | 06073 | CASO | Combined Cycle Gas | 316.3671 | 2.7603 | 0.00060003 | 28.0237 | 0.0060917 | 0.50323 | 0.00060003 | 5.1182 | 0.0061028 | -116.9153 | 32.5733
7158 | **GT2 | Woodsdale | OH | 39017 | PJMW | Simple Cycle Gas | 79.4266 | 0.46162 | 0.0025169 | 28.0229 | 0.15279 | 0.48511 | 0.0025169 | 29.4183 | 0.15263 | -84.4611 | 39.4492
55068 | 2 | Maine Independence Station | ME | 23019 | ISNE | Combined Cycle Gas | 168.3261 | 0.96972 | 0.00060004 | 28.0057 | 0.017329 | 0.38253 | 0.00060004 | 11.0419 | 0.01732 | -68.7106 | 44.8236
55706 | CTG3 | Choctaw County Gen | MS | 28019 | SRCE | Combined Cycle Gas | 250.6929 | 1.6299 | 0.00060003 | 27.9279 | 0.010282 | 0.42532 | 0.00060003 | 7.3561 | 0.010378 | -89.4201 | 33.2881
7153 | 5 | Hay Road | DE | 10003 | PJME | Oil | 221.494 | 0.98329 | 0.0006029 | 27.9004 | 0.017107 | 0.12807 | 0.0006029 | 3.6334 | 0.017105 | -75.5072 | 39.7436
56846 | GT2 | CPV St. Charles Energy Center | MD | 24017 | PJME | Combined Cycle Gas | 307.876 | 4.0703 | 0.00060002 | 27.8327 | 0.0041029 | 3.3016 | 0.00060002 | 22.5756 | 0.0041028 | -76.8931 | 38.5712
55031 | CT02 | Androscoggin Energy | ME | 23007 | ISNE | Simple Cycle Gas | 52.37 | 3.4648 | 0.0021621 | 27.7655 | 0.017327 | 3.423 | 0.0021621 | 27.2304 | 0.0172 | -70.2403 | 44.5047
7836 | EU1 | Marsh Run Generation Facility | VA | 51061 | PJMD | Simple Cycle Gas | 223.4954 | 0.39202 | 0.00061989 | 27.6864 | 0.04378 | 0.41395 | 0.00061989 | 29.2681 | 0.043829 | -77.7711 | 38.5422
715 | 4D | McManus | GA | 13127 | SRSE | Oil | 60.4212 | 11.5306 | 0.50004 | 27.6713 | 1.2 | 4.0412 | 0.8 | 6.0619 | 1.2 | -81.5458 | 31.2125
7159 | **1 | Concord | WI | 55055 | MISW | Simple Cycle Gas | 103.1912 | 0.20947 | 0.00060304 | 27.6399 | 0.079573 | 0.22773 | 0.00060304 | 30.0146 | 0.079479 | -88.69 | 43.1669
3492 | CT3 | Morgan Creek | TX | 48335 | TRE | Simple Cycle Gas | 77.5289 | 0 | 0 | 27.6343 | 1.1918 | 0 | 0 | 29.7967 | 1.1917 | -100.9158 | 32.3358
56238 | CT002 | Groton Generating Station | SD | 46013 | SPPN | Simple Cycle Gas | 93.3325 | 0.19967 | 0.00060013 | 27.4959 | 0.082643 | 0.2146 | 0.00060013 | 29.5537 | 0.082647 | -98.1032 | 45.3718
56013 | U-1 | Exira Station | IA | 19009 | MISW | Simple Cycle Gas | 48.3762 | 0.75298 | 0.0026694 | 27.4077 | 0.097162 | 0.81428 | 0.0026694 | 29.6015 | 0.09704 | -94.9189 | 41.5131
715 | 4E | McManus | GA | 13127 | SRSE | Oil | 60.345 | 11.4116 | 0.50004 | 27.3857 | 1.2 | 3.9998 | 0.8 | 5.9998 | 1.2 | -81.5458 | 31.2125
55061 | CT3 | Tenaska Georgia Generating Station | GA | 13149 | SRSE | Simple Cycle Gas | 178.5647 | 0.3821 | 0.00070043 | 27.2025 | 0.049866 | 0.38474 | 0.00070043 | 26.8557 | 0.048891 | -84.9996 | 33.3516
3494 | CT2 | Permian Basin | TX | 48475 | TRE | Simple Cycle Gas | 81.2767 | 0 | 0 | 27.1537 | 0.25603 | 0 | 0 | 26.6024 | 0.25657 | -102.9636 | 31.5839
56013 | U-2 | Exira Station | IA | 19009 | MISW | Simple Cycle Gas | 48.1669 | 0.86731 | 0.0031872 | 27.1477 | 0.099763 | 0.93484 | 0.0031872 | 29.2273 | 0.099646 | -94.9189 | 41.5131
56013 | U-3 | Exira Station | IA | 19009 | MISW | Simple Cycle Gas | 48.029 | 0.45459 | 0.0016579 | 27.1422 | 0.098986 | 0.48824 | 0.0016579 | 29.1267 | 0.098902 | -94.9189 | 41.5131
1305 | GT2 | McPherson 2 | KS | 20113 | SPPC | Oil | 35.6112 | 0.09775 | 0.0019683 | 27.1171 | 0.54604 | 0 |  | 0 |  | -97.6761 | 38.3461
57185 | U001 | Cricket Valley Energy Center | NY | 36027 | NYUP | Combined Cycle Gas | 410.5493 | 3.586 | 0.00060002 | 27.0927 | 0.0045333 | 2.0225 | 0.00060002 | 15.2809 | 0.0045335 | -73.5806 | 41.6762
55041 | 1 | Berkshire Power | MA | 25013 | ISNE | Combined Cycle Gas | 296.3383 | 1.2037 | 0.00060004 | 26.9386 | 0.013429 | 0.47503 | 0.00060004 | 10.6051 | 0.013396 | -72.6478 | 42.0476
56798 | U2 | Kleen Energy Systems Project | CT | 09007 | ISNE | Combined Cycle Gas | 318.1349 | 2.4649 | 0.00060003 | 26.9211 | 0.0065535 | 0.9735 | 0.00060003 | 10.6342 | 0.0065545 | -72.5983 | 41.5527
55182 | CTG2 | Sunrise Power Company | CA | 06029 | CANO | Combined Cycle Gas | 292.2974 | 2.8802 | 0.00060003 | 26.8614 | 0.005596 | 1.4946 | 0.00060003 | 13.9377 | 0.0055957 | -119.585 | 35.2097
55377 | 8 | Gans Generating Facility | PA | 42051 | PJMW | Simple Cycle Gas | 47.4513 | 0.21167 | 0.0006001 | 26.8394 | 0.076093 | 0.21961 | 0.0006001 | 27.8518 | 0.076109 | -79.8388 | 39.7475
55229 | G2CT1 | Montpelier Electric Gen Station | IN | 18179 | MISC | Simple Cycle Gas | 31.47 | 0.52425 | 0.0041692 | 26.8305 | 0.21338 | 0.56625 | 0.0041692 | 28.8713 | 0.21258 | -85.3057 | 40.6206
10682 | GT4 | Brush Power Projects | CO | 08087 | RMRG | Combined Cycle Gas | 72.5827 | 0.18979 | 0.00060008 | 26.8206 | 0.084803 | 0.095681 | 0.00060008 | 13.5395 | 0.084915 | -103.631 | 40.2415
55308 | A | DTE Calvert City, LLC | KY | 21157 | CONUS | EGU-Other | 22.1167 | 0 | 0 | 26.8164 | 0.086093 | 0 | 0 | 28.4323 | 0.086093 | -88.3506 | 37.0467
3548 | GT-2B | Decker Creek | TX | 48453 | TRE | Simple Cycle Gas | 22.2106 | 0 | 0 | 26.7849 | 0.70004 | 0 | 0 | 25.2877 | 0.70004 | -97.6128 | 30.3036
1564 | 8 | Vienna | MD | 24019 | PJME | Oil | 143.0345 | 95.6824 | 1.1291 | 26.7358 | 0.31549 | 12.462 | 1.1291 | 3.4801 | 0.3153 | -75.8208 | 38.4878
55377 | 9 | Gans Generating Facility | PA | 42051 | PJMW | Simple Cycle Gas | 47.8957 | 0.21642 | 0.00060005 | 26.5439 | 0.073594 | 0.22319 | 0.00060005 | 27.3796 | 0.073609 | -79.8388 | 39.7475
56482 | 1 | Black Mountain Generating Station | AZ | 04015 | SRSG | Simple Cycle Gas | 47.6241 | 0.90083 | 0.0035002 | 26.5393 | 0.10312 | 1.0183 | 0.0035002 | 29.9864 | 0.10307 | -114.1353 | 35.0534
55372 | CTG2 | New Harquahala Generating Company, LLC | AZ | 04013 | SRSG | Combined Cycle Gas | 235.3213 | 1.9207 | 0.00060002 | 26.5264 | 0.0082865 | 0.55345 | 0.00060002 | 7.6426 | 0.0082857 | -113.1133 | 33.4759
3492 | CT6 | Morgan Creek | TX | 48335 | TRE | Simple Cycle Gas | 75.9332 | 0 | 0 | 26.467 | 1.1979 | 0 | 0 | 28.3155 | 1.1979 | -100.9158 | 32.3358
55656 | CT001 | Pastoria Energy Facility | CA | 06029 | CASO | Combined Cycle Gas | 227.5045 | 2.2886 | 0.00060003 | 26.3884 | 0.0069185 | 0.42375 | 0.00060003 | 4.8683 | 0.0068935 | -118.844 | 34.9556
54914 | 2 | Brooklyn Navy Yard Cogeneration | NY | 36047 | NYCW | Combined Cycle Gas | 142.0369 | 2.3291 | 0.00060525 | 26.3815 | 0.0068556 | 1.3141 | 0.00060525 | 14.9017 | 0.0068637 | -73.9758 | 40.6994
55010 | 01 | Cottage Grove Cogeneration | MN | 27163 | MISW | Combined Cycle Gas | 245.7624 | 1.4901 | 0.00060003 | 26.3436 | 0.010608 | 0.20884 | 0.00060003 | 3.6756 | 0.01056 | -92.9119 | 44.7956
715 | 4C | McManus | GA | 13127 | SRSE | Oil | 61.1462 | 10.9592 | 0.50004 | 26.2999 | 1.2 | 3.8399 | 0.8 | 5.7597 | 1.2 | -81.5458 | 31.2125
7159 | **4 | Concord | WI | 55055 | MISW | Simple Cycle Gas | 97.7483 | 0.21022 | 0.00060028 | 26.2912 | 0.075075 | 0.22899 | 0.00060028 | 28.6404 | 0.075079 | -88.69 | 43.1669
55295 | 1 | Blythe Energy | CA | 06065 | CASO | Combined Cycle Gas | 172.7839 | 2.0112 | 0.00060004 | 26.2811 | 0.0078408 | 0.4051 | 0.00060004 | 5.2864 | 0.0078302 | -114.6865 | 33.6157
54081 | BLR04B | Spruance Genco, LLC | VA | 51760 | CONUS | Industrial | 29.5656 | 0.5371 | 0.00060025 | 26.2524 | 0.029339 | 0.5371 | 0.00060025 | 26.2577 | 0.029345 | -77.4268 | 37.4566
2454 | 121B | Cunningham | NM | 35025 | SPPS | Boiler Gas | 88.1122 | 0.0978 | 0.00058955 | 26.1626 | 0.15771 | 0.14824 | 0.00058955 | 39.6565 | 0.15771 | -103.3533 | 32.7131
4076 | 31A | West Marinette | WI | 55075 | MISW | Simple Cycle Gas | 22.185 | 0.039437 | 0.00060006 | 26.1564 | 0.39799 | 0.04277 | 0.00060006 | 28.5138 | 0.40005 | -87.6881 | 45.0869
56349 | CT2B | Quail Run Energy Center | TX | 48135 | TRE | Combined Cycle Gas | 149.1289 | 0.85746 | 0.00060006 | 26.0873 | 0.018256 | 0.44757 | 0.00060006 | 13.6068 | 0.018243 | -102.3137 | 31.8395
55409 | CT1 | Calhoun Energy Center | AL | 01015 | SRSE | Simple Cycle Gas | 181.6491 | 0.45715 | 0.00060293 | 26.0814 | 0.034398 | 0.46034 | 0.00060293 | 25.9426 | 0.033978 | -85.9731 | 33.5883
3548 | GT-3A | Decker Creek | TX | 48453 | TRE | Simple Cycle Gas | 23.1311 | 0 | 0 | 26.0631 | 0.70003 | 0 | 0 | 24.8644 | 0.70003 | -97.6128 | 30.3036
54081 | BLR04A | Spruance Genco, LLC | VA | 51760 | CONUS | Industrial | 29.7088 | 0.53174 | 0.00060025 | 26.012 | 0.029364 | 0.53174 | 0.00060025 | 26.0256 | 0.029379 | -77.4268 | 37.4566
3548 | GT-3B | Decker Creek | TX | 48453 | TRE | Simple Cycle Gas | 24.7829 | 0 | 0 | 25.9211 | 0.70004 | 0 | 0 | 24.8471 | 0.70004 | -97.6128 | 30.3036
55656 | CT002 | Pastoria Energy Facility | CA | 06029 | CASO | Combined Cycle Gas | 229.0238 | 2.2083 | 0.00060003 | 25.9207 | 0.0070429 | 0.4146 | 0.00060003 | 4.8537 | 0.0070245 | -118.844 | 34.9556
55308 | B | DTE Calvert City, LLC | KY | 21157 | CONUS | EGU-Other | 20.9527 | 0 | 0 | 25.8743 | 0.082963 | 0 | 0 | 27.4263 | 0.082963 | -88.3506 | 37.0467
56963 | E102 | West Deptford Energy Station | NJ | 34015 | PJME | Combined Cycle Gas | 372.4415 | 2.2476 | 0.00060002 | 25.8602 | 0.0069036 | 1.8227 | 0.00060002 | 20.9338 | 0.0068913 | -75.2214 | 39.8418
6652 | CT01 | Moreau | MO | 29051 | MISC | Oil | 41.754 | 10.7724 | 0.50001 | 25.8533 | 1.2 | 11.1571 | 0.50001 | 26.7766 | 1.2 | -92.102 | 38.5553
57842 | 1 | Wabash River Highland Plant | IN | 18167 | MISC | Simple Cycle Gas | 210.7669 | 0.35958 | 0.00060002 | 25.8441 | 0.043125 | 0.38813 | 0.00060002 | 27.8434 | 0.043044 | -87.4247 | 39.53
7836 | EU3 | Marsh Run Generation Facility | VA | 51061 | PJMD | Simple Cycle Gas | 221.6906 | 0.38818 | 0.00061872 | 25.833 | 0.041176 | 0.40983 | 0.00061872 | 27.2746 | 0.041176 | -77.7711 | 38.5422
2511 | U00006 | E F Barrett | NY | 36059 | NYCW | Simple Cycle Gas | 16.9552 | 0 | 0 | 25.8176 | 0.33929 | 0.033041 | 0.0006 | 5.5069 | 0.1 | -73.6486 | 40.6169
3648 | 2 | Gadsby | UT | 49035 | BASN | Boiler Gas | 56.3211 | 0.14654 | 0.00060013 | 25.6438 | 0.10502 | 0.21981 | 0.00060013 | 38.458 | 0.105 | -111.9289 | 40.7686
10682 | GT5 | Brush Power Projects | CO | 08087 | RMRG | Combined Cycle Gas | 71.7984 | 0.18417 | 0.00060008 | 25.6307 | 0.083511 | 0.092872 | 0.00060008 | 12.9436 | 0.083634 | -103.631 | 40.2415
1206 | 2G | Summit Lake | IA | 19175 | MISW | Simple Cycle Gas | 31.2313 | 0.02105 | 0.00057632 | 25.5675 | 0.70001 | 0.02227 | 0.00057632 | 27.0492 | 0.70001 | -94.3475 | 41.1134
715 | 4B | McManus | GA | 13127 | SRSE | Oil | 60.5974 | 10.624 | 0.50004 | 25.495 | 1.2 | 3.7235 | 0.8 | 5.5851 | 1.2 | -81.5458 | 31.2125
683 | **D | Indian River (683) | FL | 12009 | FRCC | Simple Cycle Gas | 90.6916 | 0.35561 | 0.00092242 | 25.3685 | 0.065803 | 0.41093 | 0.00092242 | 29.3159 | 0.065805 | -80.7825 | 28.4933
564 | CCB | Curtis H. Stanton Energy Center | FL | 12095 | FRCC | Combined Cycle Gas | 311.5334 | 3.8331 | 0.00060003 | 25.3386 | 0.0039664 | 2.0849 | 0.00060003 | 13.7577 | 0.0039595 | -81.1686 | 28.4836
55620 | 2-1 | Perryville Power Station | LA | 22073 | MISS | Simple Cycle Gas | 204.1692 | 0.48542 | 0.00060004 | 25.314 | 0.031291 | 0.52468 | 0.00060004 | 27.3613 | 0.031291 | -92.0192 | 32.6914
50733 | 701B3 | US Steel Corp - Gary Works | IN | 18089 | CONUS | Industrial | 27.6844 | 0 | 0 | 25.2533 | 0.048718 | 0 | 0 | 25.6529 | 0.048718 | -87.3281 | 41.6133
130 | 2 | Cross | SC | 45015 | SRCA | Coal | 428.9229 | 59.1039 | 0.18663 | 25.2423 | 0.079705 | 49.5691 | 0.18663 | 21.0552 | 0.079273 | -80.1119 | 33.3692
2398 | 1201 | Bergen Generating Station | NJ | 34003 | PJME | Combined Cycle Gas | 133.8718 | 0.36505 | 0.00060123 | 25.1786 | 0.041469 | 0.29595 | 0.00060123 | 20.3908 | 0.041424 | -74.0244 | 40.8375
715 | 3A | McManus | GA | 13127 | SRSE | Oil | 62.1549 | 10.485 | 0.50006 | 25.1608 | 1.2 | 3.6731 | 0.8 | 5.5097 | 1.2 | -81.5458 | 31.2125
6081 | 004 | Stony Brook Energy Center | MA | 25013 | ISNE | Oil | 76.6905 | 0 | 0 | 25.0698 | 1.2 | 0 |  | 0 |  | -72.5103 | 42.1977
3785 | TA10 | Tasley Energy Center | VA | 51001 | PJME | Oil | 19.9545 | 0.4444 | 0.021281 | 25.058 | 1.2 | 0.057785 | 0.021281 | 3.2583 | 1.2 | -75.7033 | 37.7056
7348 | CT2 | Robins | GA | 13153 | SRSE | Simple Cycle Gas | 109.9073 | 12.9742 | 0.31257 | 25.0351 | 0.60314 | 13.0606 | 0.31257 | 21.8755 | 0.52353 | -83.5831 | 32.5806
676 | MGT2 | C D McIntosh Jr Power Plant | FL | 12105 | FRCC | Simple Cycle Gas | 148.3345 | 0.16757 | 0.00059858 | 25.0334 | 0.089424 | 0.19906 | 0.00059858 | 29.7382 | 0.089422 | -81.9256 | 28.0809
2081 | 16 | Northeast Generating Station | MO | 29095 | SPPC | Oil | 35.4592 | 0.62675 | 0.030053 | 25.0255 | 1.2 | 0 |  | 0 |  | -94.5605 | 39.1231
52130 | 3SPS32 | BP Whiting Business Unit | IN | 18089 | CONUS | Industrial | 34.8694 | 0 | 0 | 24.8747 | 0.022823 | 0 | 0 | 24.6797 | 0.022823 | -87.4803 | 41.6703
55976 | CT101 | Hunterstown Combined Cycle | PA | 42001 | PJME | Combined Cycle Gas | 198.2983 | 4.081 | 0.00060003 | 24.7973 | 0.0036459 | 3.3105 | 0.00060003 | 20.1434 | 0.003651 | -77.1672 | 39.8725
7836 | EU2 | Marsh Run Generation Facility | VA | 51061 | PJMD | Simple Cycle Gas | 219.9624 | 0.35452 | 0.00062193 | 24.7505 | 0.04342 | 0.37418 | 0.00062193 | 26.1481 | 0.043461 | -77.7711 | 38.5422
7837 | EU5 | Louisa Generation Facility | VA | 51109 | PJMD | Simple Cycle Gas | 224.8633 | 0.4162 | 0.0007483 | 24.7439 | 0.044487 | 0.43921 | 0.0007483 | 26.2259 | 0.044682 | -78.2152 | 38.122
7158 | **GT1 | Woodsdale | OH | 39017 | PJMW | Simple Cycle Gas | 79.2782 | 0.43149 | 0.0023129 | 24.6992 | 0.1324 | 0.45671 | 0.0023129 | 26.1223 | 0.13229 | -84.4611 | 39.4492
6195 | CT2A | John Twitty Energy Center | MO | 29077 | SPPC | Simple Cycle Gas | 23.179 | 0.19143 | 0.0011086 | 24.6892 | 0.14298 | 0.2089 | 0.0011086 | 26.9429 | 0.14298 | -93.3892 | 37.1519
7212 | 4 | Darbytown Combustion Turbine | VA | 51087 | PJMD | Simple Cycle Gas | 100.7117 | 8.4956 | 0.060387 | 24.6741 | 0.17538 | 8.9454 | 0.060387 | 25.9812 | 0.17539 | -77.3716 | 37.4963
8102 | B002 | Gen J M Gavin | OH | 39053 | CONUS | EGU-Other | 60 | 0 | 0 | 24.648 | 2 | 0.12324 | 0.01 | 24.648 | 2 | -82.1158 | 38.9347
55372 | CTG3 | New Harquahala Generating Company, LLC | AZ | 04013 | SRSG | Combined Cycle Gas | 234.7143 | 1.863 | 0.00060002 | 24.6245 | 0.0079308 | 0.53674 | 0.00060002 | 7.0945 | 0.0079309 | -113.1133 | 33.4759
2398 | 2201 | Bergen Generating Station | NJ | 34003 | PJME | Combined Cycle Gas | 213.1048 | 1.6187 | 0.00060003 | 24.6079 | 0.0091216 | 1.3128 | 0.00060003 | 19.9766 | 0.0091307 | -74.0244 | 40.8375
55096 | CT | Portside Energy | IN | 18127 | MISC | Simple Cycle Gas | 35.1698 | 0 | 0 | 24.5512 | 0.03695 | 0 | 0 | 26.5916 | 0.033446 | -87.1728 | 41.6317
7604 | 2 | St. Francis Power Plant | MO | 29069 | MISC | Combined Cycle Gas | 275.8121 | 1.4719 | 0.00060003 | 24.5499 | 0.010008 | 0.13807 | 0.00060003 | 6.9031 | 0.03 | -90.1779 | 36.5852
56349 | CT1B | Quail Run Energy Center | TX | 48135 | TRE | Combined Cycle Gas | 148.6381 | 0.86847 | 0.00060004 | 24.5225 | 0.016943 | 0.45332 | 0.00060004 | 12.7973 | 0.016939 | -102.315 | 31.8414
55284 | GS10 | Big Sandy Peaker Plant | WV | 54099 | PJMW | Simple Cycle Gas | 27.5653 | 0.07395 | 0.00064871 | 24.3991 | 0.21404 | 0.079702 | 0.00064871 | 26.233 | 0.21352 | -82.5938 | 38.3441
54081 | BLR03B | Spruance Genco, LLC | VA | 51760 | CONUS | Industrial | 30.0779 | 0.46857 | 0.00060023 | 24.3763 | 0.031226 | 0.46857 | 0.00060023 | 24.3831 | 0.031234 | -77.4268 | 37.4566
400 | 9 | Haynes Generating Station | CA | 06037 | CASO | Combined Cycle Gas | 293.6858 | 2.2596 | 0.00060003 | 24.3621 | 0.0064695 | 0.42515 | 0.00060003 | 4.5909 | 0.0064794 | -118.0942 | 33.7639
6223 | 4B | Empire District Elec Co Energy Ctr | MO | 29097 | SPPC | Simple Cycle Gas | 26.5798 | 0.20029 | 0.0006995 | 24.3555 | 0.085062 | 0.24599 | 0.0006995 | 29.9646 | 0.085207 | -94.1041 | 37.1385
56482 | 2 | Black Mountain Generating Station | AZ | 04015 | SRSG | Simple Cycle Gas | 46.9558 | 0.81641 | 0.0035002 | 24.3165 | 0.10425 | 0.91815 | 0.0035002 | 27.3473 | 0.10425 | -114.1353 | 35.0534
7159 | **3 | Concord | WI | 55055 | MISW | Simple Cycle Gas | 98.6284 | 0.20315 | 0.00060013 | 24.2762 | 0.071713 | 0.22045 | 0.00060013 | 26.3506 | 0.071736 | -88.69 | 43.1669
55229 | G1CT2 | Montpelier Electric Gen Station | IN | 18179 | MISC | Simple Cycle Gas | 41.6393 | 0.09415 | 0.00056995 | 24.2371 | 0.14672 | 0.10184 | 0.00056995 | 26.4644 | 0.14811 | -85.3057 | 40.6206
6081 | 005 | Stony Brook Energy Center | MA | 25013 | ISNE | Oil | 81.5931 | 0 | 0 | 24.2292 | 1.2 | 0 |  | 0 |  | -72.5103 | 42.1977
3494 | CT1 | Permian Basin | TX | 48475 | TRE | Simple Cycle Gas | 79.9798 | 0 | 0 | 24.1165 | 0.23805 | 0 | 0 | 24.6122 | 0.2382 | -102.9636 | 31.5839
55284 | GS05 | Big Sandy Peaker Plant | WV | 54099 | PJMW | Simple Cycle Gas | 29.6097 | 0.0795 | 0.00062959 | 24.088 | 0.19076 | 0.084711 | 0.00062959 | 25.6264 | 0.19046 | -82.5938 | 38.3441
55284 | GS01 | Big Sandy Peaker Plant | WV | 54099 | PJMW | Simple Cycle Gas | 28.6012 | 0.07875 | 0.00063917 | 24.0701 | 0.19536 | 0.084204 | 0.00063917 | 25.6629 | 0.1948 | -82.5938 | 38.3441
2081 | 13 | Northeast Generating Station | MO | 29095 | SPPC | Oil | 31.4679 | 0.59955 | 0.029995 | 23.9882 | 1.2001 | 0 |  | 0 |  | -94.5605 | 39.1231
7158 | **GT5 | Woodsdale | OH | 39017 | PJMW | Simple Cycle Gas | 80.4458 | 0.45843 | 0.0026313 | 23.9426 | 0.13743 | 0.48229 | 0.0026313 | 25.1994 | 0.13748 | -84.4611 | 39.4492
6373 | 1 | Rokeby | NE | 31109 | SPPN | Simple Cycle Gas | 51.7374 | 0.0909 | 0.0012139 | 23.9138 | 0.31935 | 0.096531 | 0.0012139 | 25.3807 | 0.31917 | -96.7364 | 40.7316
63628 | 5A-1 | Tinker | OK | 40109 | SPPS | Simple Cycle Gas | 15.6009 | 0 | 0 | 23.8989 | 0.70004 | 0 | 0 | 23.4301 | 0.70004 | -97.373 | 35.415
3406 | JCT19 | Johnsonville | TN | 47085 | SRCE | Oil | 91.6515 | 0.75475 | 0.00108 | 23.8948 | 0.034193 | 0.30902 | 0.00108 | 9.8075 | 0.034277 | -87.9861 | 36.0278
63628 | 5B-1 | Tinker | OK | 40109 | SPPS | Simple Cycle Gas | 15.4479 | 0 | 0 | 23.8388 | 0.7 | 0 | 0 | 23.4194 | 0.7 | -97.373 | 35.415
3406 | JCT17 | Johnsonville | TN | 47085 | SRCE | Oil | 87.2276 | 0.45871 | 0.00065383 | 23.8326 | 0.03397 | 0.18781 | 0.00065383 | 9.7959 | 0.034102 | -87.9861 | 36.0278
61144 | 1 | Astoria Station | SD | 46039 | SPPN | Simple Cycle Gas | 285.5988 | 0.55567 | 0.00060002 | 23.8011 | 0.025701 | 0.60049 | 0.00060002 | 25.7084 | 0.025688 | -96.565 | 44.581
8059 | 7251 | Comanche (8059) | OK | 40031 | SPPS | Combined Cycle Gas | 94.954 | 0.39779 | 0.00060011 | 23.7499 | 0.035829 | 0.040995 | 0.00060011 | 10.2469 | 0.15 | -98.3244 | 34.5431
641 | 8B | Gulf Clean Energy Center | FL | 12033 | SRSE | Simple Cycle Gas | 239.791 | 0.372 | 0.00082205 | 23.7486 | 0.05248 | 0.37452 | 0.00082205 | 23.9299 | 0.052524 | -87.2289 | 30.5661
6258 | 1B | Allen B Wilson Combustion Turbine Plant | GA | 13033 | SRSE | Oil | 61.9159 | 9.8826 | 0.50001 | 23.7179 | 1.2 | 2.1656 | 0.50001 | 5.1975 | 1.2 | -81.748 | 33.138
3320 | CT3 | Myrtle Beach Gas Turbine Site | SC | 45051 | SRCA | Oil | 22.758 | 9.8757 | 0.50014 | 23.6953 | 1.2 | 2.1912 | 0.50014 | 5.2574 | 1.2 | -78.9233 | 33.7089
56350 | CT2A | Colorado Bend Energy Center | TX | 48481 | TRE | Combined Cycle Gas | 137.4955 | 0.92093 | 0.00060006 | 23.6898 | 0.015436 | 0.48071 | 0.00060006 | 12.3586 | 0.015427 | -96.0678 | 29.2866
63628 | 5A-2 | Tinker | OK | 40109 | SPPS | Simple Cycle Gas | 15.6888 | 0 | 0 | 23.6485 | 0.70001 | 0 | 0 | 23.2772 | 0.70001 | -97.373 | 35.415
55332 | T1 | Washington County Power | GA | 13303 | SRSE | Simple Cycle Gas | 180.6853 | 0.39719 | 0.00060002 | 23.6474 | 0.035723 | 0.39996 | 0.00060002 | 23.8032 | 0.03571 | -82.9803 | 33.0917
50865 | 1 | Salinas River Cogeneration Facility | CA | 06053 | CANO | Simple Cycle Gas | 35.1533 | 1.1302 | 0.00060011 | 23.5842 | 0.012522 | 1.0151 | 0.00060011 | 21.5936 | 0.012766 | -120.8679 | 35.9515
50279 | 2 | PEI Power Corporation | PA | 42069 | PJME | Simple Cycle Gas | 53.925 | 0.18766 | 0.00060013 | 23.5804 | 0.07541 | 0.20188 | 0.00060013 | 25.3549 | 0.075373 | -75.5403 | 41.4844
55224 | EU-03 | Wheatland Generating Facility LLC | IN | 18083 | MISC | Simple Cycle Gas | 118.604 | 0.070997 | 0.00060004 | 23.5762 | 0.19926 | 0.076103 | 0.00060004 | 25.2777 | 0.1993 | -87.2931 | 38.6716
2104 | 2 | Meramec | MO | 29189 | MISC | Boiler Gas | 109.6816 | 0.25631 | 0.00058577 | 23.5696 | 0.053867 | 0 |  | 0 |  | -90.3358 | 38.4017
55284 | GS06 | Big Sandy Peaker Plant | WV | 54099 | PJMW | Simple Cycle Gas | 27.5342 | 0.0775 | 0.00065926 | 23.4964 | 0.19987 | 0.083344 | 0.00065926 | 25.2286 | 0.19956 | -82.5938 | 38.3441
55486 | CTG01 | Washington Parish Energy Center | LA | 22117 | MISS | Simple Cycle Gas | 240.2338 | 0.51631 | 0.00060003 | 23.4023 | 0.027197 | 0.55798 | 0.00060003 | 25.2898 | 0.027196 | -89.9092 | 30.7914
55304 | CT4 | Baconton Power | GA | 13205 | SRSE | Simple Cycle Gas | 62.4217 | 0.14409 | 0.00060009 | 23.3154 | 0.097105 | 0.1451 | 0.00060009 | 23.4808 | 0.097111 | -84.0819 | 31.3869
2966 | 5 | Weleetka | OK | 40107 | SPPS | Simple Cycle Gas | 99.5 | 0 | 0 | 23.2563 | 0.7 | 0 |  | 0 |  | -96.1325 | 35.3277
6258 | 1D | Allen B Wilson Combustion Turbine Plant | GA | 13033 | SRSE | Oil | 52.248 | 9.6636 | 0.50006 | 23.1898 | 1.2 | 2.1166 | 0.50006 | 5.0793 | 1.2 | -81.748 | 33.138
2964 | 801S | Southwestern | OK | 40015 | SPPS | Boiler Gas | 40.6773 | 0.067465 | 0.00060003 | 23.1813 | 0.20618 | 0.086418 | 0.00060003 | 29.8848 | 0.2075 | -98.3524 | 35.1009
2511 | U00004 | E F Barrett | NY | 36059 | NYCW | Simple Cycle Gas | 16.9675 | 0 | 0 | 23.1573 | 0.33803 | 0.029225 | 0.0006 | 4.8708 | 0.1 | -73.6486 | 40.6169
7158 | **GT6 | Woodsdale | OH | 39017 | PJMW | Simple Cycle Gas | 80.167 | 0.44011 | 0.0024332 | 23.1155 | 0.1278 | 0.46608 | 0.0024332 | 24.4848 | 0.12782 | -84.4611 | 39.4492
55284 | GS08 | Big Sandy Peaker Plant | WV | 54099 | PJMW | Simple Cycle Gas | 27.6077 | 0.0771 | 0.00065123 | 23.0322 | 0.19454 | 0.082586 | 0.00065123 | 24.6272 | 0.1942 | -82.5938 | 38.3441
10294 | GTG | King City Power Plant | CA | 06053 | CANO | Combined Cycle Gas | 126.1106 | 0.14477 | 0.0006 | 23.0297 | 0.095445 | 0.075476 | 0.0006 | 12.0169 | 0.095529 | -121.1278 | 36.225
358 | 4-1 | Mountainview Generating Station | CA | 06071 | CASO | Combined Cycle Gas | 294.6489 | 2.1357 | 0.00060004 | 23.027 | 0.0064695 | 0.4369 | 0.00060004 | 4.712 | 0.0064714 | -117.2408 | 34.0836
56963 | E101 | West Deptford Energy Station | NJ | 34015 | PJME | Combined Cycle Gas | 376.071 | 2.009 | 0.00060002 | 22.9727 | 0.0068611 | 1.6291 | 0.00060002 | 18.5926 | 0.0068478 | -75.2214 | 39.8418
57865 | 3 | Antelope Elk Energy Center | TX | 48189 | SPPS | Simple Cycle Gas | 181.6402 | 0.51174 | 0.00060003 | 22.8728 | 0.026819 | 0.52773 | 0.00060003 | 23.585 | 0.026816 | -101.841 | 33.8645
400 | 10 | Haynes Generating Station | CA | 06037 | CASO | Combined Cycle Gas | 293.6531 | 2.0017 | 0.00060003 | 22.8698 | 0.0068554 | 0.38062 | 0.00060003 | 4.3416 | 0.0068442 | -118.0942 | 33.7639
7818 | ACT6 | Alsey Station | IL | 17171 | MISC | Simple Cycle Gas | 52.8113 | 0.15347 | 0.00060098 | 22.861 | 0.089524 | 0.16592 | 0.00060098 | 24.7543 | 0.089663 | -90.4339 | 39.5606
52130 | 3SPS34 | BP Whiting Business Unit | IN | 18089 | CONUS | Industrial | 34.9173 | 0 | 0 | 22.8342 | 0.021383 | 0 | 0 | 22.6484 | 0.021383 | -87.4803 | 41.6703
3008 | 1 | Mooreland | OK | 40153 | SPPS | Boiler Gas | 69.491 | 0.030465 | 0.00060027 | 22.796 | 0.44916 | 0.038996 | 0.00060027 | 29.1788 | 0.44916 | -99.2208 | 36.4375
7843 | 12 | Pleasant Valley Station | MN | 27099 | MISW | Simple Cycle Gas | 149.5239 | 0.14738 | 0.0006001 | 22.7752 | 0.092733 | 0.15996 | 0.0006001 | 24.7217 | 0.092748 | -92.6819 | 43.7997
8049 | **10 | Intercession City | FL | 12097 | FRCC | Oil | 79.5563 | 0.25144 | 0.00091528 | 22.6913 | 0.082601 | 0.056994 | 0.00091528 | 5.1434 | 0.082599 | -81.5486 | 28.2628
358 | 3-1 | Mountainview Generating Station | CA | 06071 | CASO | Combined Cycle Gas | 296.2068 | 2.1509 | 0.00060003 | 22.6853 | 0.0063285 | 0.43188 | 0.00060003 | 4.56 | 0.0063355 | -117.2408 | 34.0836
593 | 4 | Edge Moor | DE | 10003 | PJME | Boiler Gas | 182.6468 | 0.29109 | 0.00061485 | 22.6128 | 0.047763 | 0.30418 | 0.00061485 | 23.6032 | 0.047709 | -75.5033 | 39.7372
60264 | BCGT3 | Bacliff Generating Station | TX | 48167 | TRE | Simple Cycle Gas | 57.4247 | 0.09765 | 0.00058486 | 22.5887 | 0.13529 | 0.10164 | 0.00058486 | 23.6042 | 0.13582 | -94.984 | 29.4921
2081 | 12 | Northeast Generating Station | MO | 29095 | SPPC | Oil | 28.5751 | 0.56365 | 0.029965 | 22.5714 | 1.2 | 0 |  | 0 |  | -94.5605 | 39.1231
7916 | 3 | Talbot Energy Facility | GA | 13263 | SRSE | Simple Cycle Gas | 115.1476 | 0.39902 | 0.00060004 | 22.518 | 0.033862 | 0.40178 | 0.00060004 | 22.6906 | 0.033887 | -84.6917 | 32.5892
56397 | 4 | Hunlock Unit 4 | PA | 42079 | PJME | Simple Cycle Gas | 53.5261 | 0.15364 | 0.00060007 | 22.51 | 0.087917 | 0.16388 | 0.00060007 | 24.0112 | 0.087917 | -76.0683 | 41.2033
3285 | HAG4 | Hagood | SC | 45019 | SRCA | Simple Cycle Gas | 100.6308 | 0.11431 | 0.00086442 | 22.4917 | 0.17009 | 0.12028 | 0.00086442 | 23.671 | 0.17012 | -79.9634 | 32.8265
641 | 8D | Gulf Clean Energy Center | FL | 12033 | SRSE | Simple Cycle Gas | 241.3211 | 0.36978 | 0.00086503 | 22.4799 | 0.052587 | 0.37233 | 0.00086503 | 22.3216 | 0.05186 | -87.2289 | 30.5661
55284 | GS03 | Big Sandy Peaker Plant | WV | 54099 | PJMW | Simple Cycle Gas | 27.9289 | 0.07245 | 0.00063725 | 22.2176 | 0.19542 | 0.076459 | 0.00063725 | 23.4282 | 0.19526 | -82.5938 | 38.3441
55284 | GS02 | Big Sandy Peaker Plant | WV | 54099 | PJMW | Simple Cycle Gas | 27.9153 | 0.07695 | 0.00063081 | 22.2154 | 0.18211 | 0.082397 | 0.00063081 | 23.741 | 0.18175 | -82.5938 | 38.3441
2869 | 4 | West Lorain | OH | 39093 | PJMW | Oil | 86.8922 | 0.47931 | 0.00060188 | 22.2136 | 0.027894 | 0.21532 | 0.00060188 | 9.9935 | 0.027935 | -82.2633 | 41.4297
1336 | S-5 | Garden City | KS | 20055 | SPPC | Simple Cycle Gas | 47.0766 | 0.064978 | 0.00060012 | 22.1921 | 0.20496 | 0.06995 | 0.00060012 | 24.0656 | 0.20647 | -100.8955 | 37.9702
10328 | UNIT1 | T B Simon Power Plant | MI | 26065 | CONUS | EGU-Other | 57.7947 | 0 | 0 | 22.1498 | 0.17499 | 0 | 0 | 23.4697 | 0.17499 | -84.4836 | 42.7178
6223 | 4A | Empire District Elec Co Energy Ctr | MO | 29097 | SPPC | Simple Cycle Gas | 26.4918 | 0.22755 | 0.00088726 | 22.1351 | 0.08631 | 0.24978 | 0.00088726 | 24.3178 | 0.086382 | -94.1041 | 37.1385
55233 | EU-2A | Handsome Lake Energy | PA | 42121 | PJME | Simple Cycle Gas | 27.9808 | 0.02965 | 0.00059826 | 22.0619 | 0.44515 | 0.030955 | 0.00059826 | 22.9615 | 0.44377 | -79.8061 | 41.2908
56253 | MC-1 | Millcreek Power | UT | 49053 | BASN | Simple Cycle Gas | 36.1372 | 0.16425 | 0.00056681 | 22.0335 | 0.076036 | 0.16846 | 0.00056681 | 22.6346 | 0.076156 | -113.5155 | 37.1124
60264 | BCGT6 | Bacliff Generating Station | TX | 48167 | TRE | Simple Cycle Gas | 65.4437 | 0.1231 | 0.00057884 | 22.0204 | 0.10354 | 0.13399 | 0.00057884 | 23.9296 | 0.10338 | -94.9849 | 29.4924
2336 | 4 | Tracy | NV | 32029 | BASN | Simple Cycle Gas | 75.0474 | 0.44438 | 0.00060008 | 22.0058 | 0.029716 | 0.51233 | 0.00060008 | 25.3618 | 0.029706 | -119.525 | 39.5625
1913 | 4 | Inver Hills | MN | 27037 | MISW | Simple Cycle Gas | 47.9147 | 0.0186 | 0.0005948 | 21.8899 | 0.7 | 0 |  | 0 |  | -93.042 | 44.781
56018 | 2 | AMEA Sylacauga Plant | AL | 01121 | SRSE | Simple Cycle Gas | 51.2463 | 0.16455 | 0.00063976 | 21.8566 | 0.084978 | 0.1657 | 0.00063976 | 22.0096 | 0.084978 | -86.2825 | 33.1661
2082 | CT01 | Fairgrounds | MO | 29051 | MISC | Oil | 44.0515 | 9.0908 | 0.50002 | 21.8172 | 1.2 | 8.1926 | 0.50002 | 19.6615 | 1.2 | -92.2203 | 38.5935
56350 | CT2B | Colorado Bend Energy Center | TX | 48481 | TRE | Combined Cycle Gas | 138.5015 | 0.85637 | 0.00060005 | 21.7889 | 0.015267 | 0.44701 | 0.00060005 | 11.3706 | 0.015263 | -96.0674 | 29.2868
7159 | **2 | Concord | WI | 55055 | MISW | Simple Cycle Gas | 96.4762 | 0.18377 | 0.00060807 | 21.773 | 0.072045 | 0.19944 | 0.00060807 | 23.5782 | 0.071885 | -88.69 | 43.1669
52149 | 039 | Merck & Company - West Point | PA | 42091 | CONUS | EGU-Other | 27.9824 | 0 | 0 | 21.7534 | 0.083787 | 0 | 0 | 22.5599 | 0.083782 | -75.3022 | 40.2128
55402 | CT3 | Renaissance Power | MI | 26117 | MISE | Simple Cycle Gas | 202.1806 | 0.24666 | 0.00060005 | 21.6847 | 0.052752 | 0.26707 | 0.00060005 | 23.515 | 0.052834 | -84.8429 | 43.1864
3295 | URQ3 | Urquhart | SC | 45003 | SRCA | Boiler Gas | 97.6991 | 0.16715 | 0.00063134 | 21.6245 | 0.081676 | 0.17121 | 0.00063134 | 22.148 | 0.081669 | -81.9111 | 33.435
56018 | 1 | AMEA Sylacauga Plant | AL | 01121 | SRSE | Simple Cycle Gas | 51.1893 | 0.16275 | 0.00063432 | 21.5835 | 0.084123 | 0.16389 | 0.00063432 | 21.7348 | 0.084123 | -86.2825 | 33.1661
56502 | EEC4 | Emporia Energy Center | KS | 20111 | SPPC | Simple Cycle Gas | 36.5705 | 0.14233 | 0.00060013 | 21.5666 | 0.090936 | 0.15586 | 0.00060013 | 23.632 | 0.090993 | -96.0655 | 38.4467
6124 | CT5 | McIntosh (6124) | GA | 13103 | SRSE | Simple Cycle Gas | 102.501 | 8.7627 | 0.087402 | 21.556 | 0.21501 | 8.8229 | 0.087402 | 21.7262 | 0.21523 | -81.1683 | 32.3558
56108 | U-1 | T J Labbe Electric Generating Station | LA | 22055 | MISS | Simple Cycle Gas | 51.4146 | 0.15355 | 0.00060014 | 21.5549 | 0.084246 | 0.16651 | 0.00060014 | 23.379 | 0.084265 | -92.0433 | 30.2554
3648 | 1 | Gadsby | UT | 49035 | BASN | Boiler Gas | 36.676 | 0.10462 | 0.00060018 | 21.5527 | 0.12364 | 0.12681 | 0.00060018 | 26.1258 | 0.12365 | -111.9289 | 40.7686
1464 | CTG2 | Big Cajun 1 | LA | 22077 | MISS | Simple Cycle Gas | 113.6015 | 0.17832 | 0.00060005 | 21.4834 | 0.07229 | 0.19303 | 0.00060005 | 23.3304 | 0.072524 | -91.3525 | 30.6736
55409 | CT3 | Calhoun Energy Center | AL | 01015 | SRSE | Simple Cycle Gas | 181.3531 | 0.34379 | 0.00060386 | 21.467 | 0.037706 | 0.34617 | 0.00060386 | 21.3501 | 0.037243 | -85.9731 | 33.5883
6046 | **9 | Debary | FL | 12127 | FRCC | Oil | 88.7891 | 0.298 | 0.0011355 | 21.4014 | 0.081548 | 0.067647 | 0.0011355 | 4.8593 | 0.081567 | -81.3319 | 28.9047
55284 | GS09 | Big Sandy Peaker Plant | WV | 54099 | PJMW | Simple Cycle Gas | 28.4637 | 0.06815 | 0.00063669 | 21.3727 | 0.19967 | 0.073164 | 0.00063669 | 22.8904 | 0.1992 | -82.5938 | 38.3441
56108 | U-2 | T J Labbe Electric Generating Station | LA | 22055 | MISS | Simple Cycle Gas | 51.7947 | 0.1591 | 0.00060013 | 21.3615 | 0.080577 | 0.17809 | 0.00060013 | 23.9012 | 0.080542 | -92.0433 | 30.2554
7768 | CT3 | Sowega Power Project | GA | 13205 | SRSE | Simple Cycle Gas | 61.6003 | 0.13257 | 0.00060005 | 21.3586 | 0.096676 | 0.13349 | 0.00060005 | 21.5061 | 0.096669 | -84.0814 | 31.3869
4072 | 32 | Pulliam | WI | 55009 | MISW | Simple Cycle Gas | 98.0289 | 0.46996 | 0.00060007 | 21.322 | 0.027225 | 0.53587 | 0.00060007 | 24.3016 | 0.027213 | -88.0083 | 44.5397
2398 | 2101 | Bergen Generating Station | NJ | 34003 | PJME | Combined Cycle Gas | 209.9954 | 1.2915 | 0.00060004 | 21.3011 | 0.0098966 | 1.0472 | 0.00060004 | 17.2529 | 0.0098863 | -74.0244 | 40.8375
55976 | CT301 | Hunterstown Combined Cycle | PA | 42001 | PJME | Combined Cycle Gas | 198.7864 | 4.2419 | 0.00060002 | 21.2761 | 0.0030095 | 3.441 | 0.00060002 | 17.2602 | 0.0030097 | -77.1672 | 39.8725
612 | PFM3D | Fort Myers | FL | 12071 | FRCC | Simple Cycle Gas | 225.9396 | 4.3097 | 0.0083283 | 21.2416 | 0.041048 | 4.911 | 0.0083283 | 24.203 | 0.041045 | -81.7831 | 26.6967
56328 | 4 | Harry D. Mattison Power Plant | AR | 05143 | SPPS | Simple Cycle Gas | 88.7602 | 0.17455 | 0.00059201 | 21.2213 | 0.071975 | 0.186 | 0.00059201 | 22.6314 | 0.072034 | -94.2841 | 36.1855
1068 | 1B | Marshalltown CTs | IA | 19127 | MISW | Simple Cycle Gas | 28.2061 | 0.05329 | 0.00060015 | 21.2053 | 0.23881 | 0.057944 | 0.00060015 | 23.0714 | 0.23896 | -92.8596 | 42.0475
3111 | 032 | Mountain | PA | 42041 | PJME | Oil | 24.379 | 3.1986 | 0.10102 | 21.1781 | 0.66887 | 0.41646 | 0.10102 | 2.7572 | 0.66883 | -77.1761 | 40.1219
55486 | CTG02 | Washington Parish Energy Center | LA | 22117 | MISS | Simple Cycle Gas | 244.0164 | 0.5298 | 0.00060004 | 21.1526 | 0.023957 | 0.57468 | 0.00060004 | 22.9429 | 0.023955 | -89.9092 | 30.7914
3492 | CT5 | Morgan Creek | TX | 48335 | TRE | Simple Cycle Gas | 75.0792 | 0 | 0 | 21.1295 | 1.2 | 0 | 0 | 22.751 | 1.2 | -100.9158 | 32.3358
7825 | CT1 | Fulton | AR | 05057 | SPPS | Simple Cycle Gas | 156.1919 | 0.2268 | 0.00060004 | 21.1229 | 0.055884 | 0.24252 | 0.00060004 | 22.5466 | 0.055784 | -93.7924 | 33.6094
1913 | 6 | Inver Hills | MN | 27037 | MISW | Simple Cycle Gas | 46.3771 | 0.4374 | 0.014791 | 21.1207 | 0.71423 | 0 |  | 0 |  | -93.042 | 44.781
3628 | **4 | R W Miller | TX | 48363 | TRE | Simple Cycle Gas | 119.6893 | 1.1937 | 0.0051567 | 21.1074 | 0.091183 | 1.2561 | 0.0051567 | 22.2191 | 0.091221 | -98.3103 | 32.6581
6223 | 3A | Empire District Elec Co Energy Ctr | MO | 29097 | SPPC | Simple Cycle Gas | 26.2441 | 0.22092 | 0.00090192 | 21.104 | 0.086159 | 0.24453 | 0.00090192 | 23.3847 | 0.086253 | -94.1041 | 37.1385
55224 | EU-01 | Wheatland Generating Facility LLC | IN | 18083 | MISC | Simple Cycle Gas | 120.9036 | 0.065608 | 0.00060008 | 21.0274 | 0.19233 | 0.070769 | 0.00060008 | 22.6829 | 0.19234 | -87.2931 | 38.6716
55295 | 2 | Blythe Energy | CA | 06065 | CASO | Combined Cycle Gas | 168.0375 | 1.6362 | 0.00060003 | 20.9619 | 0.0076872 | 0.32494 | 0.00060003 | 4.1478 | 0.0076594 | -114.6865 | 33.6157
55395 | CT04 | Crossroads Energy Center (CPU) | MS | 28027 | MISS | Simple Cycle Gas | 74.8727 | 0.16789 | 0.00060005 | 20.9443 | 0.074854 | 0.18673 | 0.00060005 | 24.3523 | 0.078257 | -90.5621 | 34.183
4195 | 3 | Power Lane Steam Plant | TX | 48231 | TRE | Boiler Gas | 35.0229 | 0.7832 | 0.0069413 | 20.9366 | 0.18556 | 0.89925 | 0.0069413 | 24.4781 | 0.18895 | -96.1264 | 33.1707
56078 | 2 | Walnut Energy Center | CA | 06099 | CANO | Combined Cycle Gas | 129.6238 | 1.9053 | 0.00060006 | 20.9182 | 0.0065879 | 0.98861 | 0.00060006 | 10.8533 | 0.0065877 | -120.8956 | 37.4878
4076 | 31B | West Marinette | WI | 55075 | MISW | Simple Cycle Gas | 22.1216 | 0.038821 | 0.00060016 | 20.9088 | 0.32325 | 0.042119 | 0.00060016 | 22.7766 | 0.32455 | -87.6881 | 45.0869
58478 | CC01 | LEPA Unit No. 1 | LA | 22101 | MISS | Combined Cycle Gas | 76.052 | 0.76183 | 0.0006001 | 20.9057 | 0.016468 | 0.39303 | 0.0006001 | 10.7788 | 0.016457 | -91.193 | 29.6913
55985 | CTG1 | Palomar Energy Center | CA | 06073 | CASO | Combined Cycle Gas | 293.759 | 2.1489 | 0.00060004 | 20.896 | 0.0058348 | 0.42838 | 0.00060004 | 4.1546 | 0.0058194 | -117.118 | 33.1192
1682 | 9 | Cleary Flood | MA | 25005 | ISNE | Boiler Gas | 123.8326 | 0.2574 | 0.0018336 | 20.8681 | 0.14865 | 0.25459 | 0.0018336 | 20.6203 | 0.14851 | -71.1061 | 41.8653
612 | PFM3B | Fort Myers | FL | 12071 | FRCC | Simple Cycle Gas | 198.8727 | 4.7559 | 0.01501 | 20.8621 | 0.065844 | 5.5645 | 0.01501 | 23.9047 | 0.064483 | -81.7831 | 26.6967
612 | PFM3C | Fort Myers | FL | 12071 | FRCC | Simple Cycle Gas | 221.9455 | 5.2335 | 0.011556 | 20.851 | 0.046039 | 5.9811 | 0.011556 | 23.7911 | 0.045964 | -81.7831 | 26.6967
7887 | SVGS2 | Terry Bundy Generating Station | NE | 31109 | SPPN | Combined Cycle Gas | 51.5266 | 0.48003 | 0.0013446 | 20.8039 | 0.058275 | 0 |  | 0 |  | -96.6147 | 40.9108
593 | 3 | Edge Moor | DE | 10003 | PJME | Boiler Gas | 97.0908 | 0.19985 | 0.00060698 | 20.7392 | 0.06299 | 0.22579 | 0.00060698 | 23.336 | 0.062734 | -75.5033 | 39.7372
2869 | 5 | West Lorain | OH | 39093 | PJMW | Oil | 87.6617 | 0.45691 | 0.00060766 | 20.7241 | 0.027562 | 0.20434 | 0.00060766 | 9.2751 | 0.027581 | -82.2633 | 41.4297
3008 | 2 | Mooreland | OK | 40153 | SPPS | Boiler Gas | 157.151 | 0.082787 | 0.00060018 | 20.6428 | 0.14965 | 0.12655 | 0.00060018 | 31.4493 | 0.14915 | -99.2208 | 36.4375
3406 | JCT20 | Johnsonville | TN | 47085 | SRCE | Combined Cycle Gas | 192.1362 | 2.0397 | 0.0006823 | 20.6288 | 0.0069007 | 0.53232 | 0.0006823 | 5.3817 | 0.006898 | -87.9861 | 36.0278
7757 | 4 | Chouteau Power Plant | OK | 40097 | SPPS | Combined Cycle Gas | 277.0105 | 2.9677 | 0.00060003 | 20.4414 | 0.004133 | 0.30595 | 0.00060003 | 2.1073 | 0.0041329 | -95.2756 | 36.2206
3006 | 5 | Anadarko | OK | 40015 | SPPS | Combined Cycle Gas | 97.477 | 0 | 0 | 20.4376 | 0.022433 | 0 | 0 | 2.1067 | 0.022428 | -98.23 | 35.0847
2336 | 5 | Tracy | NV | 32029 | BASN | Simple Cycle Gas | 74.4827 | 0.43546 | 0.00060008 | 20.4014 | 0.028114 | 0.49752 | 0.00060008 | 23.3077 | 0.028112 | -119.525 | 39.5625
55409 | CT2 | Calhoun Energy Center | AL | 01015 | SRSE | Simple Cycle Gas | 181.7579 | 0.32504 | 0.00060439 | 20.4012 | 0.037935 | 0.32728 | 0.00060439 | 20.1827 | 0.037271 | -85.9731 | 33.5883
55284 | GS07 | Big Sandy Peaker Plant | WV | 54099 | PJMW | Simple Cycle Gas | 27.8165 | 0.06535 | 0.00064346 | 20.3406 | 0.20028 | 0.06939 | 0.00064346 | 21.5685 | 0.20001 | -82.5938 | 38.3441
55233 | EU-1A | Handsome Lake Energy | PA | 42121 | PJME | Simple Cycle Gas | 30.385 | 0.03105 | 0.00060242 | 20.3328 | 0.39449 | 0.032677 | 0.00060242 | 21.3222 | 0.39309 | -79.8061 | 41.2908
2292 | CT3 | Sarpy County Station | NE | 31153 | SPPN | Simple Cycle Gas | 105.4746 | 0.22061 | 0.00061966 | 20.312 | 0.057052 | 0.23839 | 0.00061966 | 21.8954 | 0.056913 | -95.9692 | 41.1706
2070 | 6 | Moselle Generating Plant | MS | 28067 | MISS | Combined Cycle Gas | 185.4719 | 1.6969 | 0.00060004 | 20.2871 | 0.0071737 | 0.87568 | 0.00060004 | 10.4567 | 0.0071652 | -89.2992 | 31.5289
55110 | 8 | Madison Generating Station | OH | 39017 | PJMW | Simple Cycle Gas | 94.951 | 0.32834 | 0.00060007 | 20.2525 | 0.037013 | 0.35566 | 0.00060007 | 21.9701 | 0.037068 | -84.465 | 39.4522
47 | CCT8 | Colbert | AL | 01033 | SRCE | Simple Cycle Gas | 64.7178 | 0.0859 | 0.0016649 | 20.2512 | 0.3925 | 0.089344 | 0.0016649 | 21.0633 | 0.39251 | -87.8486 | 34.7439
7813 | 2 | Sewell Creek Energy | GA | 13233 | SRSE | Simple Cycle Gas | 105.8206 | 0.27954 | 0.00060006 | 20.2202 | 0.043404 | 0.28143 | 0.00060006 | 20.3535 | 0.043397 | -85.2769 | 33.9486
6124 | CT4 | McIntosh (6124) | GA | 13103 | SRSE | Simple Cycle Gas | 101.7959 | 6.9696 | 0.074226 | 20.2088 | 0.21522 | 7.0177 | 0.074226 | 20.3453 | 0.21519 | -81.1683 | 32.3558
3559 | 9 | Silas Ray | TX | 48061 | TRE | Combined Cycle Gas | 42.8434 | 0.14751 | 0.00060007 | 20.2043 | 0.082191 | 0.076976 | 0.00060007 | 10.5622 | 0.082338 | -97.5214 | 25.9131
56532 | CT2 | Colusa Generating Station | CA | 06011 | CANO | Combined Cycle Gas | 343.3 | 2.7591 | 0.00060003 | 20.1746 | 0.0043874 | 1.4319 | 0.00060003 | 10.4665 | 0.0043858 | -122.268 | 39.3648
47 | CCT7 | Colbert | AL | 01033 | SRCE | Simple Cycle Gas | 62.3803 | 0.81735 | 0.016244 | 20.1014 | 0.39949 | 0.85026 | 0.016244 | 20.9091 | 0.39946 | -87.8486 | 34.7439
880076 | 430B-1 | Lemont Refinery | IL | 17197 | CONUS | Industrial | 21.7081 | 0 | 0 | 20.0899 | 0.040142 | 0 | 0 | 20.0899 | 0.040142 | -88.0467 | 41.6439
55284 | GS04 | Big Sandy Peaker Plant | WV | 54099 | PJMW | Simple Cycle Gas | 27.5193 | 0.06515 | 0.00066169 | 20.0822 | 0.20396 | 0.071302 | 0.00066169 | 21.9251 | 0.20347 | -82.5938 | 38.3441
55110 | 5 | Madison Generating Station | OH | 39017 | PJMW | Simple Cycle Gas | 93.9715 | 0.32711 | 0.00060006 | 20.0381 | 0.036758 | 0.3525 | 0.00060006 | 21.6209 | 0.036805 | -84.465 | 39.4522
8068 | 5B | Santan | AZ | 04013 | SRSG | Combined Cycle Gas | 306.627 | 1.2523 | 0.00060002 | 20.0365 | 0.0096002 | 0.36172 | 0.00060002 | 5.7809 | 0.0095894 | -111.751 | 33.3333
7757 | 3 | Chouteau Power Plant | OK | 40097 | SPPS | Combined Cycle Gas | 279.4005 | 2.7915 | 0.00060004 | 20.0078 | 0.0043007 | 0.28776 | 0.00060004 | 2.0623 | 0.0043002 | -95.2756 | 36.2206
55233 | EU-4B | Handsome Lake Energy | PA | 42121 | PJME | Simple Cycle Gas | 28.6439 | 0.0307 | 0.00057331 | 19.9721 | 0.37297 | 0.032226 | 0.00057331 | 20.9179 | 0.37214 | -79.8061 | 41.2908
56502 | EEC5 | Emporia Energy Center | KS | 20111 | SPPC | Simple Cycle Gas | 154.75 | 0.3252 | 0.00060005 | 19.943 | 0.036798 | 0.35103 | 0.00060005 | 21.5099 | 0.036768 | -96.0655 | 38.4467
2869 | 3 | West Lorain | OH | 39093 | PJMW | Oil | 86.4789 | 0.45443 | 0.00060476 | 19.9281 | 0.026521 | 0.20315 | 0.00060476 | 8.9103 | 0.026525 | -82.2633 | 41.4297
56505 | SN06 | City Water & Light - City of Jonesboro | AR | 05031 | MISS | Simple Cycle Gas | 45.8189 | 0.4017 | 0.010588 | 19.8805 | 0.524 | 0.4249 | 0.010588 | 20.9213 | 0.52132 | -90.7257 | 35.8481
55233 | EU-2B | Handsome Lake Energy | PA | 42121 | PJME | Simple Cycle Gas | 27.7584 | 0.0275 | 0.00059019 | 19.8122 | 0.4252 | 0.028634 | 0.00059019 | 20.5666 | 0.42391 | -79.8061 | 41.2908
56502 | EEC7 | Emporia Energy Center | KS | 20111 | SPPC | Simple Cycle Gas | 155.949 | 0.33587 | 0.00060002 | 19.7735 | 0.035325 | 0.3624 | 0.00060002 | 21.328 | 0.035313 | -96.0655 | 38.4467
1240 | E3CT | Gordon Evans Energy Center | KS | 20173 | SPPC | Simple Cycle Gas | 148.2722 | 0.44316 | 0.00075867 | 19.7468 | 0.033806 | 0.4757 | 0.00075867 | 21.0782 | 0.033617 | -97.5214 | 37.7907
55304 | CT5 | Baconton Power | GA | 13205 | SRSE | Simple Cycle Gas | 63.1969 | 0.12471 | 0.0006001 | 19.6984 | 0.094789 | 0.12558 | 0.0006001 | 19.8375 | 0.094794 | -84.0819 | 31.3869
10726 | 1 | MASSPOWER | MA | 25013 | ISNE | Combined Cycle Gas | 104.1831 | 0.32292 | 0.00060736 | 19.6832 | 0.03702 | 0.12709 | 0.00060736 | 7.7469 | 0.037022 | -72.5292 | 42.156
55233 | EU-1B | Handsome Lake Energy | PA | 42121 | PJME | Simple Cycle Gas | 30.5616 | 0.0322 | 0.00060352 | 19.6726 | 0.36872 | 0.033908 | 0.00060352 | 20.6813 | 0.3681 | -79.8061 | 41.2908
47 | CCT6 | Colbert | AL | 01033 | SRCE | Simple Cycle Gas | 66.1824 | 4.2047 | 0.093708 | 19.5887 | 0.43656 | 4.4022 | 0.093708 | 20.5008 | 0.43639 | -87.8486 | 34.7439
10725 | CTG101 | Selkirk Cogen Partners | NY | 36001 | NYUP | Combined Cycle Gas | 147.6988 | 0.14904 | 0.00060003 | 19.5581 | 0.078739 | 0.084151 | 0.00060003 | 11.0191 | 0.078571 | -73.8592 | 42.5744
55110 | 1 | Madison Generating Station | OH | 39017 | PJMW | Simple Cycle Gas | 94.2527 | 0.35451 | 0.00060007 | 19.5423 | 0.033079 | 0.38569 | 0.00060007 | 21.317 | 0.033166 | -84.465 | 39.4522
1355 | 6 | E W Brown | KY | 21167 | SRCE | Simple Cycle Gas | 181.5829 | 0.36473 | 0.00060003 | 19.5358 | 0.032139 | 0.39412 | 0.00060003 | 21.1206 | 0.032155 | -84.7139 | 37.7889
880107 | AB03 | ETMT Marcus Hook Terminal | PA | 42045 | CONUS | Industrial | 27.8322 | 0 | 0 | 19.5315 | 0.029917 | 0 | 0 | 19.4821 | 0.029839 | -75.4225 | 39.8083
56502 | EEC2 | Emporia Energy Center | KS | 20111 | SPPC | Simple Cycle Gas | 36.7683 | 0.13055 | 0.00060023 | 19.5063 | 0.089686 | 0.13967 | 0.00060023 | 20.8647 | 0.089666 | -96.0655 | 38.4467
2499 | CT02-5 | Narrows Generating Station | NY | 36047 | NYCW3 | Simple Cycle Gas | 37.3179 | 0 | 0 | 19.4956 | 0.38329 | 0.014894 | 0.0015 | 3.9717 | 0.4 | -74.0209 | 40.6486
56078 | 1 | Walnut Energy Center | CA | 06099 | CANO | Combined Cycle Gas | 130.3226 | 1.7642 | 0.00060004 | 19.487 | 0.0066281 | 0.9154 | 0.00060004 | 10.1098 | 0.0066269 | -120.8956 | 37.4878
7903 | MGS2A | McCartney Generating Station | MO | 29077 | SPPC | Simple Cycle Gas | 27.2015 | 0.11061 | 0.00060025 | 19.4757 | 0.10569 | 0.12164 | 0.00060025 | 21.4199 | 0.1057 | -93.1709 | 37.2479
7212 | 2 | Darbytown Combustion Turbine | VA | 51087 | PJMD | Simple Cycle Gas | 100.4747 | 8.3842 | 0.07917 | 19.4646 | 0.1838 | 8.8157 | 0.07917 | 20.4698 | 0.18383 | -77.3716 | 37.4963
50561 | 0001 | Eagle Point Power Generation | NJ | 34015 | PJME | Combined Cycle Gas | 201.4675 | 0.35702 | 0.00064103 | 19.4381 | 0.034901 | 0.28938 | 0.00064103 | 15.573 | 0.034497 | -75.1583 | 39.8792
7348 | CT1 | Robins | GA | 13153 | SRSE | Simple Cycle Gas | 98.793 | 9.6994 | 0.26917 | 19.4002 | 0.53839 | 9.7639 | 0.26917 | 19.4866 | 0.53721 | -83.5831 | 32.5806
55690 | 5 | Bethlehem Power Plant | PA | 42095 | PJME | Combined Cycle Gas | 218.5206 | 1.9172 | 0.00060401 | 19.3699 | 0.0061024 | 1.5551 | 0.00060401 | 15.7051 | 0.0061001 | -75.3147 | 40.6175
2511 | U00007 | E F Barrett | NY | 36059 | NYCW | Simple Cycle Gas | 16.9496 | 0 | 0 | 19.3637 | 0.34215 | 0.024008 | 0.0006 | 4.0013 | 0.1 | -73.6486 | 40.6169
56283 | U-2 | Hargis-Hebert Electric Generating Statio | LA | 22055 | MISS | Simple Cycle Gas | 50.8975 | 0.13904 | 0.00060014 | 19.2864 | 0.083245 | 0.15018 | 0.00060014 | 20.8305 | 0.083242 | -91.9923 | 30.1694
57978 | CT1 | Lodi Energy Center | CA | 06077 | CANO | Combined Cycle Gas | 210.3962 | 1.8273 | 0.00060003 | 19.2768 | 0.0063298 | 0.94848 | 0.00060003 | 10.0042 | 0.0063289 | -121.387 | 38.088
2869 | 6 | West Lorain | OH | 39093 | PJMW | Oil | 86.885 | 0.43227 | 0.00060884 | 19.2494 | 0.027112 | 0.19324 | 0.00060884 | 8.6096 | 0.027126 | -82.2633 | 41.4297
6124 | CT6 | McIntosh (6124) | GA | 13103 | SRSE | Simple Cycle Gas | 103.2179 | 6.6384 | 0.070375 | 19.2281 | 0.20384 | 6.6846 | 0.070375 | 19.3648 | 0.20387 | -81.1683 | 32.3558
55271 | CT3 | Tenaska Lindsay Hill Generating Station | AL | 01001 | SRSE | Combined Cycle Gas | 327.5921 | 1.4665 | 0.0006001 | 19.1873 | 0.0078516 | 0.6868 | 0.0006001 | 8.9852 | 0.0078509 | -86.7386 | 32.6514
10567 | GT1 | Algonquin Power Windsor Locks, LLC | CT | 09003 | ISNE | Combined Cycle Gas | 40.3681 | 0 | 0 | 19.1782 | 0.1599 | 0.0051887 | 0.00011 | 7.5469 | 0.15999 | -72.6255 | 41.9227
7903 | MGS2B | McCartney Generating Station | MO | 29077 | SPPC | Simple Cycle Gas | 28.3875 | 0.11133 | 0.0006002 | 19.1768 | 0.10338 | 0.12311 | 0.0006002 | 21.2053 | 0.10338 | -93.1709 | 37.2479
56532 | CT1 | Colusa Generating Station | CA | 06011 | CANO | Combined Cycle Gas | 339.554 | 2.8473 | 0.00060003 | 19.1106 | 0.0040272 | 1.4777 | 0.00060003 | 9.9159 | 0.0040264 | -122.268 | 39.3648
7456 | 2 | Rathdrum Combustion Turbine Project | ID | 16055 | NWPP | Simple Cycle Gas | 129.3434 | 0.26942 | 0.00060009 | 19.0951 | 0.042531 | 0.2792 | 0.00060009 | 19.7905 | 0.042537 | -116.869 | 47.8034
55110 | 2 | Madison Generating Station | OH | 39017 | PJMW | Simple Cycle Gas | 94.5258 | 0.31552 | 0.00060006 | 19.0921 | 0.03631 | 0.34144 | 0.00060006 | 20.673 | 0.036332 | -84.465 | 39.4522
8049 | **13 | Intercession City | FL | 12097 | FRCC | Simple Cycle Gas | 71.1139 | 0.37897 | 0.00062903 | 19.085 | 0.031678 | 0.41236 | 0.00062903 | 20.7078 | 0.031588 | -81.5486 | 28.2628
55847 | UNIT1 | Feather River Energy Center | CA | 06101 | CANO | Simple Cycle Gas | 45.842 | 0.23558 | 0.00060011 | 19.0626 | 0.048559 | 0.20396 | 0.00060011 | 16.5621 | 0.04873 | -121.6133 | 39.1088
6124 | CT1 | McIntosh (6124) | GA | 13103 | SRSE | Simple Cycle Gas | 101.1945 | 14.1332 | 0.12878 | 19.0321 | 0.17342 | 14.2341 | 0.12878 | 19.1708 | 0.17344 | -81.1683 | 32.3558
55392 | CT-2 | Zion Energy Center | IL | 17097 | PJMC | Simple Cycle Gas | 183.9873 | 0.2974 | 0.00060101 | 19.0225 | 0.038443 | 0.31403 | 0.00060101 | 20.0869 | 0.038444 | -87.895 | 42.4776
3406 | JCT3 | Johnsonville | TN | 47085 | SRCE | Simple Cycle Gas | 68.4188 | 7.7475 | 0.15883 | 18.9821 | 0.38915 | 8.3186 | 0.15883 | 20.3948 | 0.38941 | -87.9861 | 36.0278
7916 | 4 | Talbot Energy Facility | GA | 13263 | SRSE | Simple Cycle Gas | 104.0189 | 0.35546 | 0.00060004 | 18.9602 | 0.032006 | 0.35683 | 0.00060004 | 19.0274 | 0.031996 | -84.6917 | 32.5892
3006 | 11 | Anadarko | OK | 40015 | SPPS | Simple Cycle Gas | 39.2829 | 0.12711 | 0.00060019 | 18.9382 | 0.089422 | 0.13447 | 0.00060019 | 20.0339 | 0.08942 | -98.23 | 35.0847
2869 | 1B | West Lorain | OH | 39093 | PJMW | Oil | 38.746 | 3.3075 | 0.1 | 18.9189 | 0.572 | 1.4536 | 0.1 | 8.3148 | 0.572 | -82.2633 | 41.4297
55332 | T4 | Washington County Power | GA | 13303 | SRSE | Simple Cycle Gas | 182.4267 | 0.33432 | 0.00060001 | 18.9007 | 0.033922 | 0.33665 | 0.00060001 | 19.0339 | 0.033924 | -82.9803 | 33.0917
56283 | U-1 | Hargis-Hebert Electric Generating Statio | LA | 22055 | MISS | Simple Cycle Gas | 50.696 | 0.13937 | 0.00060013 | 18.8878 | 0.081331 | 0.15176 | 0.00060013 | 20.5638 | 0.081319 | -91.9923 | 30.1694
60264 | BCGT5 | Bacliff Generating Station | TX | 48167 | TRE | Simple Cycle Gas | 59.3314 | 0.08755 | 0.00058381 | 18.8821 | 0.12591 | 0.091772 | 0.00058381 | 19.9745 | 0.12707 | -94.9846 | 29.4923
56556 | EU02B | Paducah Power Systems Plant 1 | KY | 21145 | SRCE | Simple Cycle Gas | 27.8859 | 0.11558 | 0.00060017 | 18.8632 | 0.097947 | 0.12363 | 0.00060017 | 20.1761 | 0.097945 | -88.6156 | 37.0325
7916 | 2 | Talbot Energy Facility | GA | 13263 | SRSE | Simple Cycle Gas | 110.458 | 0.36084 | 0.00060006 | 18.8472 | 0.031342 | 0.36317 | 0.00060006 | 18.97 | 0.031343 | -84.6917 | 32.5892
55110 | 6 | Madison Generating Station | OH | 39017 | PJMW | Simple Cycle Gas | 95.2041 | 0.31814 | 0.00060007 | 18.7917 | 0.035445 | 0.34295 | 0.00060007 | 20.2702 | 0.035467 | -84.465 | 39.4522
6223 | 3B | Empire District Elec Co Energy Ctr | MO | 29097 | SPPC | Simple Cycle Gas | 25.9756 | 0.14565 | 0.00065915 | 18.7892 | 0.085034 | 0.15958 | 0.00065915 | 20.5928 | 0.085058 | -94.1041 | 37.1385
59073 | 214JA | Cove Point LNG Terminal | MD | 24009 | CONUS | Industrial | 24.0494 | 0 | 0 | 18.7617 | 0.027199 | 0 | 0 | 18.7609 | 0.027197 | -76.408 | 38.387
358 | 4-2 | Mountainview Generating Station | CA | 06071 | CASO | Combined Cycle Gas | 296.7709 | 2.0484 | 0.00060003 | 18.7283 | 0.0054861 | 0.42178 | 0.00060003 | 3.857 | 0.005487 | -117.2408 | 34.0836
666 | 7 | J D Kennedy | FL | 12031 | FRCC | Simple Cycle Gas | 173.2816 | 0.31655 | 0.00060476 | 18.6638 | 0.035656 | 0.38463 | 0.00060476 | 22.3627 | 0.035161 | -81.6236 | 30.3644
2104 | 1 | Meramec | MO | 29189 | MISC | Boiler Gas | 168.1331 | 0.19421 | 0.0005822 | 18.6247 | 0.055833 | 0 |  | 0 |  | -90.3358 | 38.4017
2500 | CT0010 | Ravenswood Generating Station | NY | 36081 | NYCW | Simple Cycle Gas | 20.5429 | 0 | 0 | 18.5927 | 0.57022 | 0 |  | 0 |  | -73.9451 | 40.7585
7813 | 1 | Sewell Creek Energy | GA | 13233 | SRSE | Simple Cycle Gas | 124.882 | 0.28562 | 0.00060004 | 18.5803 | 0.039034 | 0.28761 | 0.00060004 | 18.7099 | 0.039034 | -85.2769 | 33.9486
7870 | CT3 | Encogen Generating Station | WA | 53073 | NWPP | Combined Cycle Gas | 38.7294 | 1.3698 | 0.0020896 | 18.5451 | 0.02829 | 1.2934 | 0.0020896 | 17.5118 | 0.028291 | -122.486 | 48.746
1016 | GT-8 | Butler-Warner Generation Plant | NC | 37051 | SRCA | Combined Cycle Gas | 25.7835 | 0.04675 | 0.00080883 | 18.4412 | 0.31906 | 0.01024 | 0.00080883 | 4.0346 | 0.31869 | -78.8294 | 35.0986
56151 | 1 | South Harper Peaking Facility | MO | 29037 | SPPC | Simple Cycle Gas | 124.2474 | 0.20836 | 0.00060004 | 18.4328 | 0.053082 | 0.22546 | 0.00060004 | 19.9457 | 0.053082 | -94.4824 | 38.6803
52087 | CT-3 | Elizabeth River Combustion Turbine Sta | VA | 51550 | PJMD | Simple Cycle Gas | 123.2706 | 0.4933 | 0.0055457 | 18.4225 | 0.20711 | 0.51723 | 0.0055457 | 19.3524 | 0.2075 | -76.311 | 36.7734
1464 | CTG1 | Big Cajun 1 | LA | 22077 | MISS | Simple Cycle Gas | 113.8569 | 0.17298 | 0.00060006 | 18.4177 | 0.06389 | 0.18715 | 0.00060006 | 19.9686 | 0.064026 | -91.3525 | 30.6736
7953 | CT2 | Evander Andrews Power Complex | ID | 16039 | BASN | Simple Cycle Gas | 64.4144 | 0.14553 | 0.00060005 | 18.4168 | 0.075938 | 0.16635 | 0.00060005 | 21.0607 | 0.075971 | -115.7328 | 43.1794
55233 | EU-5B | Handsome Lake Energy | PA | 42121 | PJME | Simple Cycle Gas | 27.8921 | 0.0263 | 0.00059535 | 18.3343 | 0.41503 | 0.02751 | 0.00059535 | 19.0933 | 0.41321 | -79.8061 | 41.2908
55392 | CT-3 | Zion Energy Center | IL | 17097 | PJMC | Simple Cycle Gas | 179.4096 | 0.29992 | 0.00060006 | 18.3054 | 0.036625 | 0.31493 | 0.00060006 | 19.2331 | 0.036647 | -87.895 | 42.4776
54081 | BLR03A | Spruance Genco, LLC | VA | 51760 | CONUS | Industrial | 30.131 | 0.33578 | 0.00060023 | 18.2599 | 0.03264 | 0.33578 | 0.00060023 | 18.2607 | 0.032642 | -77.4268 | 37.4566
55690 | 1 | Bethlehem Power Plant | PA | 42095 | PJME | Combined Cycle Gas | 212.5977 | 1.8998 | 0.00060145 | 18.229 | 0.005771 | 1.5411 | 0.00060145 | 14.8012 | 0.0057767 | -75.3147 | 40.6175
3406 | JCT1 | Johnsonville | TN | 47085 | SRCE | Simple Cycle Gas | 74.5848 | 1.3993 | 0.025955 | 18.2108 | 0.3378 | 1.494 | 0.025955 | 19.4442 | 0.33779 | -87.9861 | 36.0278
7146 | UGT008 | Wading River Facility | NY | 36103 | NYCW | Oil | 90.2726 | 0.034353 | 0.00091008 | 18.2099 | 0.48243 | 0.00096871 | 0.00091008 | 0.10644 | 0.1 | -72.8781 | 40.9575
54131 | NTCT1 | Fortistar North Tonawanda Inc | NY | 36063 | NYUP | Combined Cycle Gas | 49.9057 | 0.14084 | 0.00057949 | 18.1691 | 0.074758 | 0.079441 | 0.00057949 | 10.2584 | 0.074831 | -78.8539 | 43.0483
7203 | **CT2 | South Fond Du Lac | WI | 55039 | MISW | Simple Cycle Gas | 81.9804 | 0.73297 | 0.0037209 | 18.1359 | 0.092067 | 0.79325 | 0.0037209 | 18.4113 | 0.086363 | -88.4968 | 43.7353
56556 | EU02A | Paducah Power Systems Plant 1 | KY | 21145 | SRCE | Simple Cycle Gas | 27.7971 | 0.11911 | 0.00060027 | 18.1327 | 0.091385 | 0.1283 | 0.00060027 | 19.5318 | 0.091386 | -88.6156 | 37.0325
55110 | 3 | Madison Generating Station | OH | 39017 | PJMW | Simple Cycle Gas | 93.8362 | 0.3217 | 0.00060005 | 18.1262 | 0.03381 | 0.34756 | 0.00060005 | 19.6123 | 0.03386 | -84.465 | 39.4522
1131 | 7 | Streeter Station | IA | 19013 | MISW | Boiler Gas | 26.8999 | 2.9774 | 0.045952 | 18.0785 | 0.27901 | 0.60339 | 0.045952 | 3.6524 | 0.27815 | -92.4394 | 42.5267
56151 | 3 | South Harper Peaking Facility | MO | 29037 | SPPC | Simple Cycle Gas | 121.0641 | 0.20245 | 0.00060004 | 18.0135 | 0.053391 | 0.21909 | 0.00060004 | 19.4944 | 0.053391 | -94.4824 | 38.6803
6081 | 003 | Stony Brook Energy Center | MA | 25013 | ISNE | Oil | 85.7949 | 0 | 0 | 18.0118 | 0.13736 | 0 |  | 0 |  | -72.5103 | 42.1977
1235 | 3 | Great Bend Station aka Arthur Mullergren | KS | 20009 | SPPC | Boiler Gas | 99.345 | 0.063144 | 0.00060012 | 17.9953 | 0.17103 | 0.052152 | 0.00060012 | 14.8626 | 0.17102 | -98.8694 | 38.4099
10725 | CTG201 | Selkirk Cogen Partners | NY | 36001 | NYUP | Combined Cycle Gas | 154.0035 | 0.40253 | 0.00060006 | 17.9647 | 0.02678 | 0.22709 | 0.00060006 | 10.1346 | 0.026779 | -73.8592 | 42.5744
56151 | 2 | South Harper Peaking Facility | MO | 29037 | SPPC | Simple Cycle Gas | 123.9594 | 0.20015 | 0.00060003 | 17.9638 | 0.053853 | 0.21661 | 0.00060003 | 19.4404 | 0.053853 | -94.4824 | 38.6803
7916 | 5 | Talbot Energy Facility | GA | 13263 | SRSE | Simple Cycle Gas | 115.408 | 0.38563 | 0.0006335 | 17.9505 | 0.029488 | 0.38831 | 0.0006335 | 18.0829 | 0.029501 | -84.6917 | 32.5892
60264 | BCGT2 | Bacliff Generating Station | TX | 48167 | TRE | Simple Cycle Gas | 63.8625 | 0.10545 | 0.0006182 | 17.9369 | 0.10516 | 0.11177 | 0.0006182 | 19.0751 | 0.10551 | -94.9839 | 29.4921
55233 | EU-3A | Handsome Lake Energy | PA | 42121 | PJME | Simple Cycle Gas | 30.2817 | 0.0316 | 0.00062423 | 17.9154 | 0.3539 | 0.033276 | 0.00062423 | 18.7346 | 0.35144 | -79.8061 | 41.2908
55395 | CT01 | Crossroads Energy Center (CPU) | MS | 28027 | MISS | Simple Cycle Gas | 72.7724 | 0.20652 | 0.00060006 | 17.8982 | 0.052005 | 0.22103 | 0.00060006 | 19.2546 | 0.052273 | -90.5621 | 34.183
3403 | GCT1 | Gallatin | TN | 47165 | SRCE | Simple Cycle Gas | 77.5193 | 0.56795 | 0.012509 | 17.8941 | 0.39412 | 0.60457 | 0.012509 | 19.0545 | 0.39426 | -86.4006 | 36.3156
1913 | 5 | Inver Hills | MN | 27037 | MISW | Simple Cycle Gas | 43.6284 | 0.1451 | 0.0057258 | 17.8704 | 0.70519 | 0 |  | 0 |  | -93.042 | 44.781
7916 | 6 | Talbot Energy Facility | GA | 13263 | SRSE | Simple Cycle Gas | 111.8668 | 0.337 | 0.00061158 | 17.818 | 0.032335 | 0.33936 | 0.00061158 | 17.9516 | 0.032351 | -84.6917 | 32.5892
55233 | EU-5A | Handsome Lake Energy | PA | 42121 | PJME | Simple Cycle Gas | 27.931 | 0.0262 | 0.00060504 | 17.8138 | 0.41137 | 0.027439 | 0.00060504 | 18.582 | 0.40973 | -79.8061 | 41.2908
1016 | GT-3 | Butler-Warner Generation Plant | NC | 37051 | SRCA | Combined Cycle Gas | 24.8476 | 0.04585 | 0.00082363 | 17.7502 | 0.31886 | 0.010043 | 0.00082363 | 3.8831 | 0.31847 | -78.8294 | 35.0986
6258 | 1E | Allen B Wilson Combustion Turbine Plant | GA | 13033 | SRSE | Oil | 58.9455 | 7.3857 | 0.50003 | 17.7249 | 1.2 | 1.616 | 0.50003 | 3.8781 | 1.2 | -81.748 | 33.138
59093 | 10 | Holland Energy Park | MI | 26139 | MISE | Combined Cycle Gas | 180.6135 | 1.0114 | 0.00060013 | 17.6844 | 0.010493 | 0.23523 | 0.00060013 | 4.0949 | 0.010447 | -86.0929 | 42.7932
55233 | EU-4A | Handsome Lake Energy | PA | 42121 | PJME | Simple Cycle Gas | 28.4935 | 0.02955 | 0.00057135 | 17.6564 | 0.34139 | 0.031001 | 0.00057135 | 18.4276 | 0.33962 | -79.8061 | 41.2908
55718 | 4 | Dean Peakers | MI | 26147 | MISE | Simple Cycle Gas | 91.4941 | 0.32206 | 0.00060004 | 17.5647 | 0.032725 | 0.35104 | 0.00060004 | 19.1699 | 0.032768 | -82.4818 | 42.774
7916 | 1 | Talbot Energy Facility | GA | 13263 | SRSE | Simple Cycle Gas | 109.66 | 0.37009 | 0.00060004 | 17.558 | 0.028468 | 0.37268 | 0.00060004 | 17.6809 | 0.028467 | -84.6917 | 32.5892
2869 | 2 | West Lorain | OH | 39093 | PJMW | Oil | 87.4632 | 0.41777 | 0.0006058 | 17.5558 | 0.025458 | 0.18676 | 0.0006058 | 7.8436 | 0.025443 | -82.2633 | 41.4297
7870 | CT2 | Encogen Generating Station | WA | 53073 | NWPP | Combined Cycle Gas | 39.2075 | 1.2899 | 0.0020897 | 17.5179 | 0.02838 | 1.2181 | 0.0020897 | 16.5418 | 0.028379 | -122.486 | 48.746
2966 | 4 | Weleetka | OK | 40107 | SPPS | Simple Cycle Gas | 99.5 | 0 | 0 | 17.4961 | 0.69999 | 0 |  | 0 |  | -96.1325 | 35.3277
7834 | CT4 | John S. Rainey Generating Station | SC | 45007 | SRCA | Simple Cycle Gas | 73.2989 | 0.37645 | 0.0006031 | 17.478 | 0.028001 | 0.39454 | 0.0006031 | 18.3178 | 0.028001 | -82.776 | 34.3477
7834 | CT3 | John S. Rainey Generating Station | SC | 45007 | SRCA | Simple Cycle Gas | 73.5281 | 0.37395 | 0.00059928 | 17.4733 | 0.028002 | 0.39137 | 0.00059928 | 18.2871 | 0.028002 | -82.776 | 34.3477
1507 | 3 | William F Wyman | ME | 23005 | ISNE | Oil | 113.592 | 60.9355 | 0.50705 | 17.4315 | 0.14505 | 0 |  | 0 |  | -70.1569 | 43.75
2869 | 1A | West Lorain | OH | 39093 | PJMW | Oil | 36.1897 | 3.045 | 0.1 | 17.4174 | 0.572 | 1.3395 | 0.1 | 7.6617 | 0.572 | -82.2633 | 41.4297
55244 | CTG-4 | Doyle Energy Facility | GA | 13297 | SRSE | Simple Cycle Gas | 82.2431 | 0.19083 | 0.00060004 | 17.4011 | 0.054716 | 0.19122 | 0.00060004 | 17.4357 | 0.054712 | -83.6996 | 33.8376
55936 | U1 | Rockford II Energy Center | IL | 17201 | PJMC | Simple Cycle Gas | 173.531 | 0.18566 | 0.00059996 | 17.3979 | 0.056222 | 0.19571 | 0.00059996 | 18.3382 | 0.056216 | -89.1014 | 42.2383
3111 | 031 | Mountain | PA | 42041 | PJME | Oil | 25.9238 | 2.6251 | 0.101 | 17.3939 | 0.66918 | 0.34176 | 0.101 | 2.2637 | 0.66897 | -77.1761 | 40.1219
7953 | CT3 | Evander Andrews Power Complex | ID | 16039 | BASN | Simple Cycle Gas | 61.5296 | 0.13158 | 0.00060009 | 17.3513 | 0.079132 | 0.15037 | 0.00060009 | 19.8579 | 0.079249 | -115.7328 | 43.1794
7846 | 1 | Brandy Branch | FL | 12031 | FRCC | Simple Cycle Gas | 194.8532 | 0.29575 | 0.00060024 | 17.3239 | 0.03516 | 0.35536 | 0.00060024 | 20.8209 | 0.035168 | -81.9486 | 30.3206
1913 | 3 | Inver Hills | MN | 27037 | MISW | Simple Cycle Gas | 41.5008 | 1.6691 | 0.074658 | 17.3074 | 0.77416 | 0 |  | 0 |  | -93.042 | 44.781
50397 | 039 | Pixelle Specialty Solutions | PA | 42133 | CONUS | EGU-Other | 29.2727 | 0 | 0 | 17.3055 | 0.050752 | 0 | 0 | 18.3276 | 0.050752 | -76.8664 | 39.8717
3320 | CT5 | Myrtle Beach Gas Turbine Site | SC | 45051 | SRCA | Oil | 14.7299 | 7.2039 | 0.50006 | 17.2878 | 1.2001 | 1.5819 | 0.50006 | 3.7963 | 1.2001 | -78.9233 | 33.7089
358 | 3-2 | Mountainview Generating Station | CA | 06071 | CASO | Combined Cycle Gas | 299.1903 | 1.9792 | 0.00060003 | 17.2447 | 0.005228 | 0.40548 | 0.00060003 | 3.5378 | 0.0052352 | -117.2408 | 34.0836
56556 | EU01A | Paducah Power Systems Plant 1 | KY | 21145 | SRCE | Simple Cycle Gas | 27.3925 | 0.11167 | 0.00060014 | 17.2402 | 0.092652 | 0.12034 | 0.00060014 | 18.5782 | 0.092654 | -88.6156 | 37.0325
56556 | EU01B | Paducah Power Systems Plant 1 | KY | 21145 | SRCE | Simple Cycle Gas | 27.2159 | 0.10806 | 0.00060022 | 17.1783 | 0.095416 | 0.11671 | 0.00060022 | 18.5702 | 0.095503 | -88.6156 | 37.0325
1016 | GT-6 | Butler-Warner Generation Plant | NC | 37051 | SRCA | Combined Cycle Gas | 23.8439 | 0.04315 | 0.00080207 | 17.1661 | 0.31908 | 0.0094513 | 0.00080207 | 3.7561 | 0.31875 | -78.8294 | 35.0986
1336 | S-4 | Garden City | KS | 20055 | SPPC | Simple Cycle Gas | 43.5548 | 0.047901 | 0.00060013 | 17.0935 | 0.21416 | 0.050924 | 0.00060013 | 18.2572 | 0.21516 | -100.8955 | 37.9702
55524 | 1 | York Energy Center | PA | 42133 | PJME | Combined Cycle Gas | 200.2125 | 1.5879 | 0.0006005 | 17.0928 | 0.0064642 | 1.2879 | 0.0006005 | 13.8678 | 0.0064662 | -76.3094 | 39.7374
1016 | GT-7 | Butler-Warner Generation Plant | NC | 37051 | SRCA | Combined Cycle Gas | 24.8798 | 0.04515 | 0.00084118 | 17.0901 | 0.3184 | 0.0098894 | 0.00084118 | 3.7385 | 0.31799 | -78.8294 | 35.0986
55279 | AGS01 | Aurora | IL | 17043 | PJMC | Simple Cycle Gas | 181.0662 | 0.25235 | 0.00060003 | 17.0845 | 0.040622 | 0.26692 | 0.00060003 | 18.075 | 0.040633 | -88.2265 | 41.8151
7834 | CT5 | John S. Rainey Generating Station | SC | 45007 | SRCA | Simple Cycle Gas | 71.9312 | 0.36605 | 0.00059989 | 17.0831 | 0.027996 | 0.38248 | 0.00059989 | 17.8498 | 0.027996 | -82.776 | 34.3477
1464 | 1B1 | Big Cajun 1 | LA | 22077 | MISS | Boiler Gas | 108.8316 | 0.11161 | 0.00060014 | 17.0805 | 0.091844 | 0.15239 | 0.00060014 | 23.2922 | 0.091729 | -91.3525 | 30.6736
6761 | F | Rawhide Energy Station | CO | 08069 | RMRG | Simple Cycle Gas | 144.5494 | 0.28459 | 0.00060005 | 17.0395 | 0.035927 | 0.31913 | 0.00060005 | 19.1083 | 0.035928 | -105.0206 | 40.8611
7082 | **3 | Harry Allen | NV | 32003 | BASN | Simple Cycle Gas | 81.4264 | 0.28158 | 0.00060006 | 17.0335 | 0.036299 | 0.32003 | 0.00060006 | 19.3592 | 0.036298 | -114.9 | 36.425
7975 | 4 | Pyramid Generating Station | NM | 35023 | SRSG | Simple Cycle Gas | 49.8441 | 0.12319 | 0.00085875 | 17.0046 | 0.11853 | 0.14632 | 0.00085875 | 20.214 | 0.11864 | -108.5494 | 32.2363
54076 | 1 | Indeck-Olean Energy Center | NY | 36009 | NYUP | Combined Cycle Gas | 89.6446 | 0.2729 | 0.00060093 | 17.0018 | 0.037438 | 0.15396 | 0.00060093 | 9.593 | 0.037443 | -78.4578 | 42.0875
55690 | 2 | Bethlehem Power Plant | PA | 42095 | PJME | Combined Cycle Gas | 218.6194 | 1.7164 | 0.00060209 | 16.9794 | 0.0059561 | 1.3923 | 0.00060209 | 13.7827 | 0.0059603 | -75.3147 | 40.6175
56328 | 2 | Harry D. Mattison Power Plant | AR | 05143 | SPPS | Simple Cycle Gas | 91.0008 | 0.23655 | 0.00061153 | 16.9621 | 0.043851 | 0.25224 | 0.00061153 | 18.087 | 0.043849 | -94.2841 | 36.1855
55151 | CTG-4 | La Paloma Generating Plant | CA | 06029 | CANO | Combined Cycle Gas | 267.4182 | 1.017 | 0.00060004 | 16.9531 | 0.010002 | 0.52828 | 0.00060004 | 8.8031 | 0.009999 | -119.5919 | 35.2956
7504 | CT1 | Neil Simpson II | WY | 56005 | RMRG | Simple Cycle Gas | 37.8878 | 0.15882 | 0.00060018 | 16.9388 | 0.064011 | 0.19311 | 0.00060018 | 20.6141 | 0.064069 | -105.3841 | 44.2853
7870 | CT1 | Encogen Generating Station | WA | 53073 | NWPP | Combined Cycle Gas | 40.4183 | 1.3078 | 0.0020939 | 16.9383 | 0.027119 | 1.2349 | 0.0020939 | 15.9925 | 0.027116 | -122.486 | 48.746
55938 | OPP4 | Ocean Peaking Power | NJ | 34029 | PJME | Simple Cycle Gas | 185.9676 | 0.30866 | 0.00060001 | 16.9342 | 0.032919 | 0.32544 | 0.00060001 | 17.855 | 0.032919 | -74.1672 | 40.0606
715 | 4A | McManus | GA | 13127 | SRSE | Oil | 59.3636 | 7.054 | 0.50004 | 16.928 | 1.2 | 2.4685 | 0.8 | 3.7027 | 1.2 | -81.5458 | 31.2125
7887 | SVGS3 | Terry Bundy Generating Station | NE | 31109 | SPPN | Combined Cycle Gas | 51.3989 | 0.213 | 0.00062046 | 16.8753 | 0.049156 | 0 |  | 0 |  | -96.6147 | 40.9108
55558 | B06 | McKinley Paper WI Company | WI | 55087 | MISW | Combined Cycle Gas | 57.6483 | 0.94992 | 0.00060011 | 16.7961 | 0.010611 | 0.10988 | 0.00060011 | 1.9404 | 0.010597 | -88.3011 | 44.2717
6195 | CT1B | John Twitty Energy Center | MO | 29077 | SPPC | Simple Cycle Gas | 24.3975 | 0.12182 | 0.0011104 | 16.7733 | 0.15289 | 0.13284 | 0.0011104 | 18.2935 | 0.15292 | -93.3892 | 37.1519
880006 | 4 | Vicinity Energy Philadelphia Edison Sta | PA | 42101 | CONUS | EGU-Other | 15.9209 | 0 | 0 | 16.7248 | 0.33539 | 0 | 0 | 17.8798 | 0.3355 | -75.1557 | 39.949
55938 | OPP3 | Ocean Peaking Power | NJ | 34029 | PJME | Simple Cycle Gas | 190.3371 | 0.28168 | 0.0006 | 16.689 | 0.035548 | 0.29737 | 0.0006 | 17.6157 | 0.035543 | -74.1672 | 40.0606
55690 | 6 | Bethlehem Power Plant | PA | 42095 | PJME | Combined Cycle Gas | 218.9172 | 1.8193 | 0.00060254 | 16.6553 | 0.0055162 | 1.4756 | 0.00060254 | 13.5096 | 0.0055165 | -75.3147 | 40.6175
55233 | EU-3B | Handsome Lake Energy | PA | 42121 | PJME | Simple Cycle Gas | 30.802 | 0.0289 | 0.00062701 | 16.6082 | 0.36033 | 0.030466 | 0.00062701 | 17.4356 | 0.35884 | -79.8061 | 41.2908
3406 | JCT5 | Johnsonville | TN | 47085 | SRCE | Simple Cycle Gas | 69.72 | 7.8438 | 0.18955 | 16.595 | 0.40103 | 8.4828 | 0.18955 | 17.9293 | 0.40064 | -87.9861 | 36.0278
6373 | 3 | Rokeby | NE | 31109 | SPPN | Simple Cycle Gas | 83.5912 | 0.18755 | 0.00094278 | 16.59 | 0.083394 | 0.20271 | 0.00094278 | 17.8781 | 0.083151 | -96.7364 | 40.7316
55244 | CTG-5 | Doyle Energy Facility | GA | 13297 | SRSE | Simple Cycle Gas | 83.0005 | 0.21129 | 0.00060006 | 16.5587 | 0.047026 | 0.21242 | 0.00060006 | 16.6457 | 0.047023 | -83.6996 | 33.8376
56502 | EEC3 | Emporia Energy Center | KS | 20111 | SPPC | Simple Cycle Gas | 34.9728 | 0.10876 | 0.00060014 | 16.4812 | 0.090947 | 0.1153 | 0.00060014 | 17.471 | 0.090935 | -96.0655 | 38.4467
54638 | 041 | Domtar Paper Company, LLC | PA | 42047 | CONUS | EGU-Other | 17.4961 | 0 | 0 | 16.4762 | 0.049284 | 0 | 0 | 17.4522 | 0.049284 | -78.6767 | 41.4908
2511 | U00009 | E F Barrett | NY | 36059 | NYCW | Simple Cycle Gas | 17.0783 | 0 | 0 | 16.458 | 0.33969 | 0.022436 | 0.0006 | 3.7394 | 0.1 | -73.6486 | 40.6169
3406 | JCT9 | Johnsonville | TN | 47085 | SRCE | Simple Cycle Gas | 66.4495 | 9.4069 | 0.24138 | 16.4091 | 0.42106 | 9.9688 | 0.24138 | 17.3921 | 0.42113 | -87.9861 | 36.0278
55524 | 2 | York Energy Center | PA | 42133 | PJME | Combined Cycle Gas | 200.5392 | 1.5905 | 0.00060138 | 16.408 | 0.0062042 | 1.2899 | 0.00060138 | 13.3136 | 0.0062072 | -76.3094 | 39.7374
10726 | 2 | MASSPOWER | MA | 25013 | ISNE | Combined Cycle Gas | 106.0146 | 0.28954 | 0.00060871 | 16.3844 | 0.034446 | 0.1139 | 0.00060871 | 6.4459 | 0.03445 | -72.5292 | 42.156
7967 | 1 | Lordsburg Generating Station | NM | 35023 | SRSG | Simple Cycle Gas | 40.3607 | 0.11712 | 0.00060013 | 16.3375 | 0.083716 | 0.12409 | 0.00060013 | 17.3066 | 0.083699 | -108.6975 | 32.3494
2511 | U00008 | E F Barrett | NY | 36059 | NYCW | Simple Cycle Gas | 17.0094 | 0 | 0 | 16.3343 | 0.34211 | 0.021419 | 0.0006 | 3.5698 | 0.1 | -73.6486 | 40.6169
2511 | U00011 | E F Barrett | NY | 36059 | NYCW | Simple Cycle Gas | 17.0156 | 0 | 0 | 16.3131 | 0.34196 | 0.021615 | 0.0006 | 3.6024 | 0.1 | -73.6486 | 40.6169
8007 | U00012 | Holtsville Facility | NY | 36103 | NYCW | Oil | 30.6069 | 0.0177 | 0.00065938 | 16.2525 | 0.60545 | 0.0004968 | 0.00065938 | 0.075344 | 0.1 | -73.0664 | 40.8153
10725 | CTG301 | Selkirk Cogen Partners | NY | 36001 | NYUP | Combined Cycle Gas | 148.6988 | 0.36866 | 0.00060005 | 16.219 | 0.026399 | 0.20798 | 0.00060005 | 9.1496 | 0.026397 | -73.8592 | 42.5744
55224 | EU-04 | Wheatland Generating Facility LLC | IN | 18083 | MISC | Simple Cycle Gas | 120.0964 | 0.063786 | 0.00060004 | 16.1986 | 0.15238 | 0.068347 | 0.00060004 | 17.3534 | 0.15235 | -87.2931 | 38.6716
1355 | 9 | E W Brown | KY | 21167 | SRCE | Simple Cycle Gas | 114.3932 | 4.002 | 0.031661 | 16.163 | 0.12787 | 4.3094 | 0.031661 | 17.355 | 0.12751 | -84.7139 | 37.7889
8049 | **14 | Intercession City | FL | 12097 | FRCC | Simple Cycle Gas | 70.6595 | 0.37297 | 0.00062501 | 16.1518 | 0.027067 | 0.40609 | 0.00062501 | 17.5344 | 0.026987 | -81.5486 | 28.2628
55276 | 01 | Ceredo Generating Station | WV | 54099 | PJMW | Simple Cycle Gas | 97.416 | 0.2845 | 0.00060756 | 16.1486 | 0.034486 | 0.30565 | 0.00060756 | 17.3494 | 0.034487 | -82.5339 | 38.3681
7768 | CT2 | Sowega Power Project | GA | 13205 | SRSE | Simple Cycle Gas | 64.1852 | 0.10803 | 0.00059999 | 16.1325 | 0.089598 | 0.1088 | 0.00059999 | 16.2529 | 0.089627 | -84.0814 | 31.3869
1556 | CT1 | Perryman | MD | 24025 | PJME | Oil | 48.511 | 0.027377 | 0.0010868 | 16.1281 | 0.64024 | 0.0036064 | 0.0010868 | 2.1247 | 0.6403 | -76.2208 | 39.4422
54694 | 4101 | Yuma Cogeneration Associates | AZ | 04027 | SRSG | Combined Cycle Gas | 69.4173 | 0.13103 | 0.00060007 | 16.1124 | 0.073787 | 0.03762 | 0.00060007 | 4.6344 | 0.073922 | -114.6542 | 32.7286
55433 | CTG-1 | Bayou Cove Peaking Power Plant | LA | 22001 | MISS | Simple Cycle Gas | 85.9608 | 0.25886 | 0.00060006 | 16.1083 | 0.037341 | 0.28691 | 0.00060006 | 17.8102 | 0.037249 | -92.5994 | 30.2825
7967 | 2 | Lordsburg Generating Station | NM | 35023 | SRSG | Simple Cycle Gas | 39.9871 | 0.11035 | 0.00060003 | 16.0189 | 0.087101 | 0.11611 | 0.00060003 | 16.852 | 0.087088 | -108.6975 | 32.3494
976 | 5 | Marion | IL | 17199 | MISC | Simple Cycle Gas | 94.4622 | 3.9981 | 0.0125 | 16.0157 | 0.050073 | 4.3195 | 0.0125 | 16.8402 | 0.048733 | -88.955 | 37.6206
55110 | 4 | Madison Generating Station | OH | 39017 | PJMW | Simple Cycle Gas | 93.9285 | 0.26304 | 0.00060006 | 15.972 | 0.036435 | 0.28349 | 0.00060006 | 17.2509 | 0.036514 | -84.465 | 39.4522
56502 | EEC6 | Emporia Energy Center | KS | 20111 | SPPC | Simple Cycle Gas | 143.8421 | 0.27154 | 0.00060005 | 15.9689 | 0.035289 | 0.29196 | 0.00060005 | 17.1676 | 0.035284 | -96.0655 | 38.4467
55110 | 7 | Madison Generating Station | OH | 39017 | PJMW | Simple Cycle Gas | 95.6754 | 0.26634 | 0.00060008 | 15.9683 | 0.035977 | 0.28851 | 0.00060008 | 17.339 | 0.036063 | -84.465 | 39.4522
3006 | 10 | Anadarko | OK | 40015 | SPPS | Simple Cycle Gas | 40.9168 | 0.10851 | 0.00060019 | 15.942 | 0.088181 | 0.11429 | 0.00060019 | 16.7898 | 0.088172 | -98.23 | 35.0847
55802 | CTG1 | Valencia Power Plant | NM | 35061 | SRSG | Simple Cycle Gas | 146.9303 | 0.25244 | 0.00060005 | 15.9228 | 0.037849 | 0.27784 | 0.00060005 | 17.5251 | 0.037848 | -106.732 | 34.6063
55718 | 3 | Dean Peakers | MI | 26147 | MISE | Simple Cycle Gas | 90.8963 | 0.34807 | 0.00060004 | 15.8759 | 0.027369 | 0.37678 | 0.00060004 | 17.198 | 0.027389 | -82.4818 | 42.774
55276 | 02 | Ceredo Generating Station | WV | 54099 | PJMW | Simple Cycle Gas | 97.4617 | 0.27555 | 0.00060553 | 15.8304 | 0.034788 | 0.2957 | 0.00060553 | 16.9884 | 0.034789 | -82.5339 | 38.3681
7032 | 3 | Gravel Neck Combustion Turbine | VA | 51181 | PJMD | Simple Cycle Gas | 96.7291 | 6.3754 | 0.074582 | 15.7937 | 0.18476 | 6.6901 | 0.074582 | 16.5867 | 0.18491 | -76.6907 | 37.1575
55524 | 3 | York Energy Center | PA | 42133 | PJME | Combined Cycle Gas | 198.5042 | 1.6568 | 0.00060115 | 15.791 | 0.0057297 | 1.3438 | 0.00060115 | 12.8164 | 0.0057333 | -76.3094 | 39.7374
880053 | B016 | Altivia Services Institute Facility | WV | 54039 | CONUS | EGU-Other | 26.454 | 0 | 0 | 15.7401 | 0.075543 | 0 | 0 | 16.6775 | 0.075543 | -81.7797 | 38.3864
54276 | ES001 | University of NC Chapel Hill | NC | 37135 | CONUS | Institutional | 19.0818 | 0 | 0 | 15.7319 | 0.10219 | 96.558 | 0.6276 | 15.7215 | 0.10219 | -79.0617 | 35.9069
56249 | ES4-A | NCEMC Anson Plant | NC | 37007 | SRCA | Simple Cycle Gas | 33.2606 | 0.098294 | 0.00060381 | 15.69 | 0.096382 | 0.10378 | 0.00060381 | 16.5599 | 0.09635 | -79.9223 | 34.9681
7258 | 9 | 48th Street Peaking Station | MI | 26005 | MISE | Simple Cycle Gas | 79.2279 | 0.25418 | 0.00060008 | 15.6523 | 0.036953 | 0.27591 | 0.00060008 | 17.0234 | 0.037024 | -86.0853 | 42.7553
55690 | 3 | Bethlehem Power Plant | PA | 42095 | PJME | Combined Cycle Gas | 211.9498 | 1.6561 | 0.00060234 | 15.6262 | 0.0056835 | 1.3433 | 0.00060234 | 12.697 | 0.0056932 | -75.3147 | 40.6175
55690 | 7 | Bethlehem Power Plant | PA | 42095 | PJME | Combined Cycle Gas | 213.4431 | 1.5064 | 0.00060143 | 15.6104 | 0.0062324 | 1.2218 | 0.00060143 | 12.6646 | 0.006234 | -75.3147 | 40.6175
1355 | 10 | E W Brown | KY | 21167 | SRCE | Simple Cycle Gas | 116.605 | 0.1013 | 0.0006591 | 15.6082 | 0.10156 | 0.10926 | 0.0006591 | 16.8356 | 0.10156 | -84.7139 | 37.7889
7975 | 2 | Pyramid Generating Station | NM | 35023 | SRSG | Simple Cycle Gas | 49.1247 | 0.1053 | 0.00077032 | 15.5928 | 0.11407 | 0.12507 | 0.00077032 | 18.524 | 0.1141 | -108.5494 | 32.2363
8007 | U00011 | Holtsville Facility | NY | 36103 | NYCW | Oil | 30.6 | 0.01665 | 0.00066095 | 15.5854 | 0.61868 | 0.00046744 | 0.00066095 | 0.070722 | 0.1 | -73.0664 | 40.8153
54640 | 001001 | Lakewood | NJ | 34029 | PJME | Combined Cycle Gas | 96.5552 | 0.74893 | 0.00095276 | 15.5779 | 0.019818 | 0.60715 | 0.00095276 | 12.6258 | 0.019813 | -74.1686 | 40.0613
3006 | 9 | Anadarko | OK | 40015 | SPPS | Simple Cycle Gas | 36.9216 | 0.11011 | 0.00060021 | 15.5166 | 0.084584 | 0.11662 | 0.00060021 | 16.4353 | 0.084587 | -98.23 | 35.0847
3116 | 032 | Tolna | PA | 42133 | PJME | Oil | 24.7876 | 2.3438 | 0.10101 | 15.5042 | 0.66821 | 0.3045 | 0.10101 | 2.0145 | 0.66828 | -76.6345 | 39.7636
52087 | CT-1 | Elizabeth River Combustion Turbine Sta | VA | 51550 | PJMD | Simple Cycle Gas | 121.4348 | 0.36535 | 0.0047201 | 15.4967 | 0.20021 | 0.37998 | 0.0047201 | 16.2209 | 0.2015 | -76.311 | 36.7734
3406 | JCT10 | Johnsonville | TN | 47085 | SRCE | Simple Cycle Gas | 73.0096 | 13.7413 | 0.44233 | 15.4922 | 0.49869 | 15.0449 | 0.44233 | 16.7844 | 0.49347 | -87.9861 | 36.0278
54 | SCT6 | Smith Generating Facility | KY | 21049 | PJMW | Simple Cycle Gas | 98.4971 | 0.49947 | 0.0010745 | 15.4895 | 0.033322 | 0.53877 | 0.0010745 | 16.7534 | 0.033411 | -84.1025 | 37.8824
7972 | 3 | Sumpter Plant | MI | 26163 | MISE | Simple Cycle Gas | 76.1064 | 0.23249 | 0.00060008 | 15.4608 | 0.039906 | 0.24378 | 0.00060008 | 16.1854 | 0.039841 | -83.5318 | 42.167
56467 | CT2 | Russell City Energy Company LLC | CA | 06001 | CANO | Combined Cycle Gas | 311.3658 | 1.2161 | 0.00060003 | 15.4417 | 0.0076191 | 0.63161 | 0.00060003 | 8.0096 | 0.0076091 | -122.133 | 37.6341
55200 | CT5 | Arapahoe Combustion Turbine Facility | CO | 08031 | RMRG | Combined Cycle Gas | 54.3899 | 0.31518 | 0.00060016 | 15.424 | 0.02937 | 0.15688 | 0.00060016 | 7.6776 | 0.029371 | -105.0018 | 39.6692
56249 | ES4-B | NCEMC Anson Plant | NC | 37007 | SRCA | Simple Cycle Gas | 33.4791 | 0.097993 | 0.00060342 | 15.4061 | 0.094867 | 0.10346 | 0.00060342 | 16.2598 | 0.094833 | -79.9223 | 34.9681
55438 | CT02 | Elgin Energy Center, LLC | IL | 17031 | PJMC | Simple Cycle Gas | 127.2103 | 0.15831 | 0.00060002 | 15.3914 | 0.058334 | 0.16684 | 0.00060002 | 16.2148 | 0.058313 | -88.2445 | 41.9997
2499 | CT01-5 | Narrows Generating Station | NY | 36047 | NYCW3 | Simple Cycle Gas | 28.7857 | 0 | 0 | 15.3549 | 0.38131 | 0.011531 | 0.0015 | 3.0749 | 0.4 | -74.0209 | 40.6486
55332 | T3 | Washington County Power | GA | 13303 | SRSE | Simple Cycle Gas | 186.3135 | 0.20907 | 0.00060004 | 15.3534 | 0.044065 | 0.21054 | 0.00060004 | 15.4616 | 0.044064 | -82.9803 | 33.0917
7237 | 4 | Angus Anson | SD | 46099 | MISW | Simple Cycle Gas | 167.6723 | 0.334 | 0.00060004 | 15.2768 | 0.027446 | 0.36184 | 0.00060004 | 16.5393 | 0.027427 | -96.6369 | 43.6033
7759 | GT4 | Georgetown Substation | IN | 18097 | MISC | Simple Cycle Gas | 90.6894 | 0.35951 | 0.00060005 | 15.2713 | 0.025489 | 0.38942 | 0.00060005 | 16.5514 | 0.025503 | -86.2439 | 39.9022
7380 | 5A | Midulla Generating Station | FL | 12049 | FRCC | Simple Cycle Gas | 47.5738 | 0.11931 | 0.00063419 | 15.2551 | 0.081086 | 0.14449 | 0.00063419 | 18.4744 | 0.081088 | -81.9625 | 27.6417
56249 | ES1-B | NCEMC Anson Plant | NC | 37007 | SRCA | Simple Cycle Gas | 33.4702 | 0.10185 | 0.00060404 | 15.231 | 0.090333 | 0.10756 | 0.00060404 | 16.0805 | 0.090308 | -79.9223 | 34.9681
1068 | 1A | Marshalltown CTs | IA | 19127 | MISW | Simple Cycle Gas | 28.5524 | 0.037886 | 0.00060015 | 15.2286 | 0.24124 | 0.041105 | 0.00060015 | 16.5028 | 0.24095 | -92.8596 | 42.0475
55237 | SCE5 | Shelby County | IL | 17173 | MISC | Simple Cycle Gas | 47.8071 | 0.0735 | 0.00064919 | 15.1473 | 0.13379 | 0.077182 | 0.00064919 | 15.9063 | 0.13379 | -88.4772 | 39.2794
55504 | L2 | Limon Generating Station | CO | 08073 | RMRG | Simple Cycle Gas | 70.4511 | 0.22256 | 0.00080529 | 15.1267 | 0.054734 | 0.25025 | 0.00080529 | 17.0242 | 0.054782 | -103.7005 | 39.2038
55237 | SCE6 | Shelby County | IL | 17173 | MISC | Simple Cycle Gas | 48.7092 | 0.0712 | 0.00065071 | 15.1158 | 0.13815 | 0.075961 | 0.00065071 | 16.1334 | 0.1382 | -88.4772 | 39.2794
7203 | **CT4 | South Fond Du Lac | WI | 55039 | MISW | Simple Cycle Gas | 80.617 | 0.72682 | 0.0039774 | 15.1122 | 0.082699 | 0.78457 | 0.0039774 | 15.1095 | 0.076598 | -88.4968 | 43.7353
60264 | BCGT1 | Bacliff Generating Station | TX | 48167 | TRE | Simple Cycle Gas | 80.7496 | 0.071 | 0.0006107 | 15.1116 | 0.12998 | 0.077747 | 0.0006107 | 16.6102 | 0.13047 | -94.9834 | 29.492
715 | 3B | McManus | GA | 13127 | SRSE | Oil | 60.4394 | 6.2866 | 0.50001 | 15.0876 | 1.2 | 2.2009 | 0.8 | 3.3013 | 1.2 | -81.5458 | 31.2125
55151 | CTG-2 | La Paloma Generating Plant | CA | 06029 | CANO | Combined Cycle Gas | 268.1725 | 1.0586 | 0.00060004 | 15.0207 | 0.0085144 | 0.54982 | 0.00060004 | 7.8015 | 0.0085141 | -119.5919 | 35.2956
1016 | GT-1 | Butler-Warner Generation Plant | NC | 37051 | SRCA | Combined Cycle Gas | 24.7407 | 0.03895 | 0.00082772 | 15.001 | 0.31878 | 0.0085314 | 0.00082772 | 3.2827 | 0.31849 | -78.8294 | 35.0986
3406 | JCT16 | Johnsonville | TN | 47085 | SRCE | Simple Cycle Gas | 66.4086 | 5.7461 | 0.14744 | 14.9946 | 0.38475 | 6.1232 | 0.14744 | 15.9695 | 0.38452 | -87.9861 | 36.0278
3403 | GCT4 | Gallatin | TN | 47165 | SRCE | Simple Cycle Gas | 79.6847 | 0.02195 | 0.00057134 | 14.9455 | 0.38902 | 0.023632 | 0.00057134 | 16.0904 | 0.38902 | -86.4006 | 36.3156
59093 | 11 | Holland Energy Park | MI | 26139 | MISE | Combined Cycle Gas | 179.4876 | 0.80187 | 0.00060013 | 14.9338 | 0.011177 | 0.18251 | 0.00060013 | 3.3975 | 0.011172 | -86.0929 | 42.7932
118 | CT3 | APS Saguaro Power Plant | AZ | 04021 | SRSG | Simple Cycle Gas | 71.3029 | 0.2452 | 0.00060008 | 14.9157 | 0.036503 | 0.27798 | 0.00060008 | 16.9077 | 0.036499 | -111.3 | 32.5517
55304 | CT6 | Baconton Power | GA | 13205 | SRSE | Simple Cycle Gas | 62.9652 | 0.0923 | 0.00060012 | 14.9111 | 0.096949 | 0.092941 | 0.00060012 | 15.0147 | 0.09695 | -84.0819 | 31.3869
54 | SCT4 | Smith Generating Facility | KY | 21049 | PJMW | Simple Cycle Gas | 94.5168 | 0.50863 | 0.0010744 | 14.8181 | 0.031299 | 0.54798 | 0.0010744 | 15.9998 | 0.031369 | -84.1025 | 37.8824
3406 | JCT8 | Johnsonville | TN | 47085 | SRCE | Simple Cycle Gas | 67.2909 | 7.5929 | 0.20964 | 14.8046 | 0.40877 | 8.2315 | 0.20964 | 15.9302 | 0.40572 | -87.9861 | 36.0278
56249 | ES5-B | NCEMC Anson Plant | NC | 37007 | SRCA | Simple Cycle Gas | 34.83 | 0.09791 | 0.00060513 | 14.8023 | 0.091484 | 0.10339 | 0.00060513 | 15.6261 | 0.091454 | -79.9223 | 34.9681
56249 | ES1-A | NCEMC Anson Plant | NC | 37007 | SRCA | Simple Cycle Gas | 33.2566 | 0.10081 | 0.000604 | 14.787 | 0.088593 | 0.10646 | 0.000604 | 15.6113 | 0.088572 | -79.9223 | 34.9681
55505 | BR1 | Frank Knutson Station | CO | 08001 | RMRG | Simple Cycle Gas | 73.3502 | 0.38107 | 0.00087534 | 14.7322 | 0.03384 | 0.43607 | 0.00087534 | 16.7721 | 0.033668 | -104.6817 | 39.9414
1355 | 11 | E W Brown | KY | 21167 | SRCE | Simple Cycle Gas | 110.7061 | 0.94736 | 0.0084275 | 14.7287 | 0.13102 | 1.0188 | 0.0084275 | 15.8351 | 0.13098 | -84.7139 | 37.7889
880029 | 0002 | Marathon Petroleum Company LP | MI | 26163 | CONUS | Industrial | 16.3039 | 0 | 0 | 14.6435 | 0.062955 | 0 | 0 | 14.6423 | 0.062955 | -83.1555 | 42.2868
613 | PFL6D | Lauderdale | FL | 12011 | FRCC | Simple Cycle Gas | 229.4945 | 0.28704 | 0.00069407 | 14.6424 | 0.035406 | 0.32777 | 0.00069407 | 16.7067 | 0.035377 | -80.1983 | 26.0681
612 | PFM3A | Fort Myers | FL | 12071 | FRCC | Simple Cycle Gas | 191.2079 | 2.7349 | 0.010265 | 14.6225 | 0.054885 | 3.1099 | 0.010265 | 16.5372 | 0.054587 | -81.7831 | 26.6967
10 | CT10 | Greene County | AL | 01063 | SRSE | Simple Cycle Gas | 107.0312 | 1.6682 | 0.010253 | 14.6049 | 0.089766 | 1.6795 | 0.010253 | 14.6839 | 0.089645 | -87.7811 | 32.6017
55200 | CT6 | Arapahoe Combustion Turbine Facility | CO | 08031 | RMRG | Combined Cycle Gas | 54.1069 | 0.31119 | 0.00060014 | 14.5968 | 0.028151 | 0.15488 | 0.00060014 | 7.2674 | 0.02816 | -105.0018 | 39.6692
3406 | JCT18 | Johnsonville | TN | 47085 | SRCE | Simple Cycle Gas | 151.1704 | 0.87396 | 0.0022994 | 14.5798 | 0.038359 | 0.94507 | 0.0022994 | 14.8011 | 0.036011 | -87.9861 | 36.0278
3406 | JCT7 | Johnsonville | TN | 47085 | SRCE | Simple Cycle Gas | 71.5972 | 7.4926 | 0.21031 | 14.5727 | 0.40905 | 7.9827 | 0.21031 | 15.5007 | 0.40838 | -87.9861 | 36.0278
8008 | 001001 | Mickleton Energy Center | NJ | 34015 | PJME | Simple Cycle Gas | 49.4056 | 0.0164 | 0.00060203 | 14.5693 | 0.53483 | 0.016724 | 0.00060203 | 1.389 | 0.05 | -75.2508 | 39.8139
55224 | EU-02 | Wheatland Generating Facility LLC | IN | 18083 | MISC | Simple Cycle Gas | 121.5084 | 0.04867 | 0.00060007 | 14.5612 | 0.17953 | 0.052226 | 0.00060007 | 15.6359 | 0.17965 | -87.2931 | 38.6716
10030 | 3 | NRG Energy Center Dover | DE | 10001 | PJME | Simple Cycle Gas | 49.6947 | 0.11199 | 0.000625 | 14.5326 | 0.081101 | 0.11886 | 0.000625 | 15.3687 | 0.080814 | -75.5461 | 39.1467
315 | 3 | AES Alamitos | CA | 06037 | CASO | Boiler Gas | 290.0121 | 1.0097 | 0.00060004 | 14.4772 | 0.0086031 | 0.35106 | 0.00060004 | 4.8103 | 0.008222 | -118.1009 | 33.7688
3469 | THW31 | T H Wharton | TX | 48201 | TRE | Combined Cycle Gas | 62.8581 | 0 | 0 | 14.4436 | 0.016998 | 0 | 0 | 7.536 | 0.016992 | -95.5333 | 29.9414
56249 | ES2-B | NCEMC Anson Plant | NC | 37007 | SRCA | Simple Cycle Gas | 32.6418 | 0.098677 | 0.00060341 | 14.4186 | 0.08817 | 0.10419 | 0.00060341 | 15.2216 | 0.088157 | -79.9223 | 34.9681
56249 | ES5-A | NCEMC Anson Plant | NC | 37007 | SRCA | Simple Cycle Gas | 34.5697 | 0.093796 | 0.00060497 | 14.4044 | 0.092905 | 0.099048 | 0.00060497 | 15.206 | 0.092875 | -79.9223 | 34.9681
7203 | **CT3 | South Fond Du Lac | WI | 55039 | MISW | Simple Cycle Gas | 80.8027 | 0.74312 | 0.0037208 | 14.4028 | 0.072114 | 0.80118 | 0.0037208 | 14.6892 | 0.068218 | -88.4968 | 43.7353
55286 | O-5 | Oleander Power Project | FL | 12009 | FRCC | Simple Cycle Gas | 176.6889 | 0.31975 | 0.00060004 | 14.3998 | 0.027022 | 0.37809 | 0.00060004 | 17.0268 | 0.027022 | -80.7947 | 28.3661
1355 | 5 | E W Brown | KY | 21167 | SRCE | Simple Cycle Gas | 108.2985 | 0.10227 | 0.00060004 | 14.3959 | 0.084467 | 0.10865 | 0.00060004 | 15.2933 | 0.084459 | -84.7139 | 37.7889
7380 | 5B | Midulla Generating Station | FL | 12049 | FRCC | Simple Cycle Gas | 51.1534 | 0.1156 | 0.00063906 | 14.3885 | 0.079543 | 0.13784 | 0.00063906 | 17.1625 | 0.079567 | -81.9625 | 27.6417
55276 | 03 | Ceredo Generating Station | WV | 54099 | PJMW | Simple Cycle Gas | 97.3987 | 0.2472 | 0.00061005 | 14.3547 | 0.035425 | 0.2648 | 0.00061005 | 15.3788 | 0.03543 | -82.5339 | 38.3681
50151 | B27 | UCC South Charleston Plant | WV | 54039 | CONUS | EGU-Other | 22.89 | 0 | 0 | 14.341 | 0.06604 | 0 | 0 | 15.2164 | 0.06604 | -81.6786 | 38.3688
2070 | 7 | Moselle Generating Plant | MS | 28067 | MISS | Combined Cycle Gas | 180.8428 | 1.0939 | 0.00060005 | 14.3042 | 0.0078464 | 0.56458 | 0.00060005 | 7.3863 | 0.0078502 | -89.2992 | 31.5289
54640 | 002001 | Lakewood | NJ | 34029 | PJME | Combined Cycle Gas | 96.5507 | 1.8675 | 0.0023828 | 14.2817 | 0.018222 | 1.514 | 0.0023828 | 11.5796 | 0.018225 | -74.1686 | 40.0613
56249 | ES6-B | NCEMC Anson Plant | NC | 37007 | SRCA | Simple Cycle Gas | 33.7733 | 0.092854 | 0.00060352 | 14.2657 | 0.092722 | 0.098033 | 0.00060352 | 15.0591 | 0.092708 | -79.9223 | 34.9681
56249 | ES3-A | NCEMC Anson Plant | NC | 37007 | SRCA | Simple Cycle Gas | 33.4612 | 0.095209 | 0.00060388 | 14.2481 | 0.09037 | 0.10052 | 0.00060388 | 15.0371 | 0.090332 | -79.9223 | 34.9681
55111 | 4 | Vermillion Generating Station | IN | 18165 | MISC | Simple Cycle Gas | 100.698 | 0.23993 | 0.00060005 | 14.2005 | 0.035515 | 0.25925 | 0.00060005 | 15.3465 | 0.03552 | -87.445 | 39.9208
315 | 4 | AES Alamitos | CA | 06037 | CASO | Boiler Gas | 264.7953 | 1.0753 | 0.00060006 | 14.1279 | 0.0078835 | 0.76179 | 0.00060006 | 10.131 | 0.0079801 | -118.1009 | 33.7688
54 | SCT7 | Smith Generating Facility | KY | 21049 | PJMW | Simple Cycle Gas | 98.2093 | 0.50034 | 0.0011054 | 14.1274 | 0.031213 | 0.53886 | 0.0011054 | 15.2706 | 0.031327 | -84.1025 | 37.8824
55304 | CT1 | Baconton Power | GA | 13205 | SRSE | Simple Cycle Gas | 62.5557 | 0.083798 | 0.00060018 | 14.1206 | 0.10114 | 0.084399 | 0.00060018 | 14.2223 | 0.10114 | -84.0819 | 31.3869
880107 | AB04 | ETMT Marcus Hook Terminal | PA | 42045 | CONUS | Industrial | 28.1469 | 0 | 0 | 14.1115 | 0.019566 | 0 | 0 | 14.0646 | 0.019498 | -75.4225 | 39.8083
7063 | **1 | McIntosh (7063) | AL | 01129 | SRSE | Simple Cycle Gas | 178.3464 | 0.037812 | 0.00060017 | 14.0793 | 0.22347 | 0.038073 | 0.00060017 | 14.1774 | 0.22349 | -88.0299 | 31.2546
55718 | 1 | Dean Peakers | MI | 26147 | MISE | Simple Cycle Gas | 91.0389 | 0.27867 | 0.00060004 | 14.0471 | 0.030247 | 0.30155 | 0.00060004 | 15.2168 | 0.030279 | -82.4818 | 42.774
7759 | GT1 | Georgetown Substation | IN | 18097 | MISC | Simple Cycle Gas | 87.2795 | 0.35234 | 0.00060007 | 14.0135 | 0.023866 | 0.38018 | 0.00060007 | 15.1017 | 0.023836 | -86.2439 | 39.9022
613 | PFL6E | Lauderdale | FL | 12011 | FRCC | Simple Cycle Gas | 235.8566 | 0.27138 | 0.00068938 | 13.9752 | 0.0355 | 0.31135 | 0.00068938 | 16.0214 | 0.035473 | -80.1983 | 26.0681
7903 | MGS1A | McCartney Generating Station | MO | 29077 | SPPC | Simple Cycle Gas | 27.1796 | 0.076329 | 0.00060029 | 13.9751 | 0.10991 | 0.083875 | 0.00060029 | 15.3277 | 0.1097 | -93.1709 | 37.2479
7146 | UGT009 | Wading River Facility | NY | 36103 | NYCW | Oil | 90.6806 | 0.051712 | 0.00091387 | 13.9722 | 0.24692 | 0.001456 | 0.00091387 | 0.15932 | 0.1 | -72.8781 | 40.9575
1599 | 3 | Canal Station | MA | 25001 | ISNE | Simple Cycle Gas | 353.6567 | 0.87338 | 0.00069671 | 13.9676 | 0.011142 | 0.85597 | 0.00069671 | 11.303 | 0.0092 | -70.5097 | 41.7694
56328 | 1 | Harry D. Mattison Power Plant | AR | 05143 | SPPS | Simple Cycle Gas | 88.1291 | 0.1937 | 0.00058676 | 13.9616 | 0.042292 | 0.20621 | 0.00058676 | 14.8666 | 0.042301 | -94.2841 | 36.1855
6195 | CT1A | John Twitty Energy Center | MO | 29077 | SPPC | Simple Cycle Gas | 23.0432 | 0.10828 | 0.0011083 | 13.9613 | 0.1429 | 0.11822 | 0.0011083 | 15.2477 | 0.14294 | -93.3892 | 37.1519
880108 | BLR1 | Grain Processing Corporation | IN | 18027 | CONUS | Industrial | 20.6195 | 0 | 0 | 13.9594 | 0.045002 | 0 | 0 | 13.9594 | 0.045002 | -87.1814 | 38.6552
56604 | HCCT1 | Hardin County Peaking Facility | TX | 48199 | MISS | Simple Cycle Gas | 92.4681 | 0.23243 | 0.00060004 | 13.957 | 0.036031 | 0.25011 | 0.00060004 | 15.0075 | 0.036004 | -94.2527 | 30.3039
7984 | 1A | Kalkaska CT Project #1 | MI | 26079 | MISE | Simple Cycle Gas | 28.3121 | 0.092977 | 0.00060012 | 13.9434 | 0.089999 | 0.10148 | 0.00060012 | 15.2193 | 0.089999 | -85.2019 | 44.6889
7848 | 1 | Holden Power Plant | MO | 29101 | MISC | Simple Cycle Gas | 117.4508 | 0.28724 | 0.00060114 | 13.9212 | 0.029134 | 0.3102 | 0.00060114 | 41.2819 | 0.08 | -93.9983 | 38.7538
55031 | CT01 | Androscoggin Energy | ME | 23007 | ISNE | Simple Cycle Gas | 51.8485 | 0.58274 | 0.00070015 | 13.9127 | 0.016716 | 0.57578 | 0.00070015 | 13.785 | 0.016763 | -70.2403 | 44.5047
880108 | BLR2 | Grain Processing Corporation | IN | 18027 | CONUS | Industrial | 21.2499 | 0 | 0 | 13.8986 | 0.045008 | 0 | 0 | 13.8986 | 0.045008 | -87.1814 | 38.6552
54805 | 1 | Milford Power, LLC | MA | 25027 | ISNE | Combined Cycle Gas | 212.1365 | 0.3921 | 0.00060005 | 13.8837 | 0.021247 | 0.15408 | 0.00060005 | 5.4569 | 0.021251 | -71.5122 | 42.1292
1068 | 3B | Marshalltown CTs | IA | 19127 | MISW | Simple Cycle Gas | 30.3399 | 0.031342 | 0.00060011 | 13.8655 | 0.26548 | 0.033556 | 0.00060011 | 14.7251 | 0.26334 | -92.8596 | 42.0475
55276 | 04 | Ceredo Generating Station | WV | 54099 | PJMW | Simple Cycle Gas | 97.3551 | 0.2417 | 0.00060719 | 13.8634 | 0.034827 | 0.25937 | 0.00060719 | 14.8769 | 0.034827 | -82.5339 | 38.3681
56249 | ES2-A | NCEMC Anson Plant | NC | 37007 | SRCA | Simple Cycle Gas | 32.5262 | 0.090916 | 0.00060385 | 13.8441 | 0.091951 | 0.095987 | 0.00060385 | 14.6137 | 0.091935 | -79.9223 | 34.9681
7380 | 8B | Midulla Generating Station | FL | 12049 | FRCC | Simple Cycle Gas | 47.1573 | 0.10893 | 0.00060148 | 13.8431 | 0.076435 | 0.13112 | 0.00060148 | 16.6707 | 0.076473 | -81.9625 | 27.6417
55672 | CT3 | AL Sandersville Energy Facility | GA | 13303 | SRSE | Simple Cycle Gas | 93.8484 | 0.11285 | 0.00058151 | 13.8182 | 0.071205 | 0.11362 | 0.00058151 | 13.9148 | 0.07122 | -82.8608 | 33.1189
3176 | CT5 | Hunlock Creek Energy Center | PA | 42079 | PJME | Combined Cycle Gas | 64.427 | 0.7978 | 0.00060012 | 13.8181 | 0.010394 | 0.64722 | 0.00060012 | 11.2094 | 0.010394 | -76.0683 | 41.2033
883 | 312 | Waukegan | IL | 17097 | PJMC | Oil | 46.0833 | 5.7362 | 0.50002 | 13.766 | 1.2 | 0 |  | 0 |  | -87.8133 | 42.3833
1913 | 2 | Inver Hills | MN | 27037 | MISW | Simple Cycle Gas | 63.8575 | 0.56075 | 0.029743 | 13.7492 | 0.72928 | 0 |  | 0 |  | -93.042 | 44.781
6081 | 002 | Stony Brook Energy Center | MA | 25013 | ISNE | Oil | 109.6602 | 0 | 0 | 13.7158 | 0.15849 | 0 |  | 0 |  | -72.5103 | 42.1977
7380 | 8A | Midulla Generating Station | FL | 12049 | FRCC | Simple Cycle Gas | 51.1345 | 0.090983 | 0.00060124 | 13.709 | 0.090591 | 0.10796 | 0.00060124 | 16.2717 | 0.090622 | -81.9625 | 27.6417
2499 | CT02-1 | Narrows Generating Station | NY | 36047 | NYCW3 | Simple Cycle Gas | 35.648 | 0 | 0 | 13.6774 | 0.38225 | 0.010836 | 0.0015 | 2.8895 | 0.4 | -74.0209 | 40.6486
55933 | TPP1 | Tracy Combined Cycle Power Plant | CA | 06077 | CANO | Combined Cycle Gas | 136.4046 | 0.49079 | 0.00060006 | 13.6652 | 0.016708 | 0.25502 | 0.00060006 | 7.1006 | 0.016708 | -121.4906 | 37.7107
55111 | 6 | Vermillion Generating Station | IN | 18165 | MISC | Simple Cycle Gas | 102.3237 | 0.23184 | 0.00060005 | 13.6223 | 0.035257 | 0.25048 | 0.00060005 | 14.7179 | 0.035258 | -87.445 | 39.9208
55286 | O-3 | Oleander Power Project | FL | 12009 | FRCC | Simple Cycle Gas | 182.6095 | 0.44456 | 0.00091813 | 13.5852 | 0.028056 | 0.52248 | 0.00091813 | 15.9639 | 0.028053 | -80.7947 | 28.3661
2404 | 123 | Kearny Generating Station | NJ | 34017 | PJME | Simple Cycle Gas | 47.4476 | 0.086548 | 0.0006088 | 13.5471 | 0.095293 | 0.090583 | 0.0006088 | 14.1544 | 0.09513 | -74.1 | 40.7375
613 | PFL6C | Lauderdale | FL | 12011 | FRCC | Simple Cycle Gas | 231.5429 | 0.25987 | 0.00067966 | 13.5465 | 0.03543 | 0.29637 | 0.00067966 | 15.4494 | 0.035429 | -80.1983 | 26.0681
1464 | 1B2 | Big Cajun 1 | LA | 22077 | MISS | Boiler Gas | 101.7094 | 0.096219 | 0.00060009 | 13.5295 | 0.084379 | 0.13276 | 0.00060009 | 18.6365 | 0.084241 | -91.3525 | 30.6736
7972 | 4 | Sumpter Plant | MI | 26163 | MISE | Simple Cycle Gas | 78.8139 | 0.22909 | 0.00060006 | 13.5221 | 0.035419 | 0.24232 | 0.00060006 | 14.2738 | 0.035346 | -83.5318 | 42.167
8012 | 31 | Croydon Generating Station | PA | 42017 | PJME | Oil | 52.8883 | 4.7028 | 0.20203 | 13.5173 | 0.58071 | 0.61163 | 0.20203 | 2.1191 | 0.7 | -74.8917 | 40.08
2499 | CT02-4 | Narrows Generating Station | NY | 36047 | NYCW3 | Simple Cycle Gas | 16.6516 | 0 | 0 | 13.5033 | 0.37173 | 0.0060695 | 0.0015 | 1.6185 | 0.4 | -74.0209 | 40.6486
56467 | CT1 | Russell City Energy Company LLC | CA | 06001 | CANO | Combined Cycle Gas | 317.6427 | 1.0828 | 0.00060003 | 13.4998 | 0.0074811 | 0.56244 | 0.00060003 | 7.0123 | 0.0074811 | -122.133 | 37.6341
55111 | 2 | Vermillion Generating Station | IN | 18165 | MISC | Simple Cycle Gas | 104.0086 | 0.22712 | 0.00060005 | 13.4666 | 0.035578 | 0.24542 | 0.00060005 | 14.5569 | 0.035592 | -87.445 | 39.9208
3469 | THW44 | T H Wharton | TX | 48201 | TRE | Combined Cycle Gas | 70.4167 | 0 | 0 | 13.4661 | 0.015807 | 0 | 0 | 7.0255 | 0.015801 | -95.5333 | 29.9414
50397 | 038 | Pixelle Specialty Solutions | PA | 42133 | CONUS | EGU-Other | 32.7604 | 0 | 0 | 13.4586 | 0.043888 | 0 | 0 | 14.2587 | 0.043888 | -76.8664 | 39.8717
55151 | CTG-1 | La Paloma Generating Plant | CA | 06029 | CANO | Combined Cycle Gas | 267.5075 | 0.77966 | 0.00060003 | 13.4414 | 0.010345 | 0.40516 | 0.00060003 | 6.9808 | 0.010338 | -119.5919 | 35.2956
715 | 4F | McManus | GA | 13127 | SRSE | Oil | 62.2868 | 5.5894 | 0.50002 | 13.4141 | 1.2 | 1.9642 | 0.8 | 2.9463 | 1.2 | -81.5458 | 31.2125
54 | SCT5 | Smith Generating Facility | KY | 21049 | PJMW | Simple Cycle Gas | 98.8496 | 0.49505 | 0.001094 | 13.3989 | 0.029611 | 0.53247 | 0.001094 | 14.4484 | 0.029686 | -84.1025 | 37.8824
8000 | 2 | Beatrice | NE | 31067 | SPPN | Combined Cycle Gas | 150.4173 | 0.53367 | 0.00060006 | 13.3481 | 0.015009 | 0 |  | 0 |  | -96.8067 | 40.3286
56249 | ES3-B | NCEMC Anson Plant | NC | 37007 | SRCA | Simple Cycle Gas | 33.7829 | 0.090801 | 0.00060069 | 13.3356 | 0.088221 | 0.095943 | 0.00060069 | 14.0906 | 0.088219 | -79.9223 | 34.9681
3176 | CT6 | Hunlock Creek Energy Center | PA | 42079 | PJME | Combined Cycle Gas | 64.624 | 0.78783 | 0.0006001 | 13.3185 | 0.010145 | 0.63909 | 0.0006001 | 10.8032 | 0.010144 | -76.0683 | 41.2033
52130 | 3SPS36 | BP Whiting Business Unit | IN | 18089 | CONUS | Industrial | 48.5413 | 0 | 0 | 13.3062 | 0.019662 | 0 | 0 | 13.3062 | 0.019662 | -87.4803 | 41.6703
55111 | 1 | Vermillion Generating Station | IN | 18165 | MISC | Simple Cycle Gas | 102.3708 | 0.24362 | 0.00060007 | 13.243 | 0.032619 | 0.26322 | 0.00060007 | 14.3177 | 0.03264 | -87.445 | 39.9208
54574 | 00001 | Saranac Power Partners, LP | NY | 36019 | NYUP | Combined Cycle Gas | 168.9643 | 0.24114 | 0.00060008 | 13.2359 | 0.032937 | 0.13605 | 0.00060008 | 7.4674 | 0.032936 | -73.4557 | 44.7132
56249 | ES6-A | NCEMC Anson Plant | NC | 37007 | SRCA | Simple Cycle Gas | 33.7479 | 0.087298 | 0.0006007 | 13.2189 | 0.090959 | 0.092242 | 0.0006007 | 13.9662 | 0.090951 | -79.9223 | 34.9681
3168 | 91 | Richmond | PA | 42101 | PJME | Oil | 61.7599 | 4.6001 | 0.20203 | 13.2094 | 0.58013 | 0.59887 | 0.20203 | 1.7197 | 0.58014 | -75.0733 | 39.9853
3168 | 92 | Richmond | PA | 42101 | PJME | Oil | 60.6949 | 4.5929 | 0.20198 | 13.1908 | 0.58008 | 0.598 | 0.20198 | 1.7174 | 0.58008 | -75.0733 | 39.9853
55672 | CT4 | AL Sandersville Energy Facility | GA | 13303 | SRSE | Simple Cycle Gas | 94.4133 | 0.0961 | 0.00057817 | 13.1342 | 0.07902 | 0.096745 | 0.00057817 | 13.2137 | 0.078968 | -82.8608 | 33.1189
3485 | 112B | Plant X | TX | 48279 | SPPS | Boiler Gas | 111.2221 | 0.080265 | 0.000598 | 13.1177 | 0.097732 | 0 |  | 0 |  | -102.4114 | 34.1661
55188 | 2 | Cordova Energy Company | IL | 17161 | MISC | Combined Cycle Gas | 311.1665 | 0.57699 | 0.00060003 | 13.0835 | 0.013606 | 0.043426 | 0.00060003 | 0.99679 | 0.013773 | -90.2802 | 41.7146
55237 | SCE1 | Shelby County | IL | 17173 | MISC | Simple Cycle Gas | 47.8559 | 0.0644 | 0.00065057 | 13.0827 | 0.13216 | 0.068484 | 0.00065057 | 13.9052 | 0.13209 | -88.4772 | 39.2794
7972 | 1 | Sumpter Plant | MI | 26163 | MISE | Simple Cycle Gas | 77.3254 | 0.24022 | 0.00060006 | 13.0618 | 0.032628 | 0.25463 | 0.00060006 | 13.8289 | 0.032589 | -83.5318 | 42.167
55228 | G1CT2 | Greenville Electric Gen Station | OH | 39037 | PJMW | Simple Cycle Gas | 29.2851 | 0.1059 | 0.00074147 | 13.0467 | 0.091348 | 0.1128 | 0.00074147 | 13.8985 | 0.091356 | -84.6147 | 40.0747
3576 | BW2 | Ray Olinger | TX | 48085 | TRE | Boiler Gas | 88.9925 | 0.12188 | 0.00060024 | 13.0343 | 0.064193 | 0.14282 | 0.00060024 | 15.2765 | 0.064202 | -96.4519 | 33.0667
3406 | JCT6 | Johnsonville | TN | 47085 | SRCE | Simple Cycle Gas | 53.7909 | 6.7538 | 0.21338 | 12.9849 | 0.41024 | 7.3608 | 0.21338 | 13.8648 | 0.40191 | -87.9861 | 36.0278
1404 | 7AB | Sterlington | LA | 22073 | MISS | Combined Cycle Gas | 83.4466 | 0.017311 | 0.0006 | 12.9834 | 0.45001 | 0.0089305 | 0.0006 | 6.698 | 0.45001 | -92.0792 | 32.7047
54638 | 040 | Domtar Paper Company, LLC | PA | 42047 | CONUS | EGU-Other | 17.8057 | 0 | 0 | 12.9301 | 0.048924 | 0 | 0 | 13.7244 | 0.048924 | -78.6767 | 41.4908
6124 | CT2 | McIntosh (6124) | GA | 13103 | SRSE | Simple Cycle Gas | 103.4904 | 9.0951 | 0.13329 | 12.926 | 0.18943 | 9.1577 | 0.13329 | 13.0822 | 0.19041 | -81.1683 | 32.3558
3264 | 8C | W S Lee | SC | 45007 | SRCA | Simple Cycle Gas | 46.6156 | 0.089428 | 0.00062732 | 12.9183 | 0.090619 | 0.093143 | 0.00062732 | 13.4163 | 0.090359 | -82.435 | 34.6022
3406 | JCT14 | Johnsonville | TN | 47085 | SRCE | Simple Cycle Gas | 51.1646 | 0.6901 | 0.017882 | 12.9164 | 0.33469 | 0.74034 | 0.017882 | 13.904 | 0.33583 | -87.9861 | 36.0278
55402 | CT1 | Renaissance Power | MI | 26117 | MISE | Simple Cycle Gas | 201.1289 | 0.15129 | 0.00060003 | 12.9087 | 0.051196 | 0.16412 | 0.00060003 | 14.0117 | 0.051228 | -84.8429 | 43.1864
1588 | 82 | Mystic | MA | 25017 | ISNE | Combined Cycle Gas | 407.6652 | 1.0267 | 0.00060002 | 12.9038 | 0.0075413 | 0.40455 | 0.00060002 | 5.0849 | 0.0075418 | -71.0667 | 42.3917
55672 | CT8 | AL Sandersville Energy Facility | GA | 13303 | SRSE | Simple Cycle Gas | 92.5553 | 0.08545 | 0.00057724 | 12.8829 | 0.087028 | 0.086043 | 0.00057724 | 12.9836 | 0.087103 | -82.8608 | 33.1189
47 | CCT5 | Colbert | AL | 01033 | SRCE | Simple Cycle Gas | 63.8434 | 0.7515 | 0.023538 | 12.8658 | 0.40297 | 0.78488 | 0.023538 | 13.4374 | 0.40297 | -87.8486 | 34.7439
2499 | CT01-1 | Narrows Generating Station | NY | 36047 | NYCW3 | Simple Cycle Gas | 31.2878 | 0 | 0 | 12.8596 | 0.36959 | 0.012785 | 0.0015 | 3.4093 | 0.4 | -74.0209 | 40.6486
55026 | 1 | Dighton | MA | 25005 | ISNE | Combined Cycle Gas | 184.7632 | 0.60272 | 0.00060004 | 12.8463 | 0.012789 | 0.23766 | 0.00060004 | 5.0633 | 0.012784 | -71.1239 | 41.8312
1556 | CT4 | Perryman | MD | 24025 | PJME | Oil | 48.2432 | 0.026114 | 0.0010797 | 12.8387 | 0.53082 | 0.0034029 | 0.0010797 | 1.6729 | 0.53078 | -76.2208 | 39.4422
56502 | EEC1 | Emporia Energy Center | KS | 20111 | SPPC | Simple Cycle Gas | 37.5371 | 0.084788 | 0.00060021 | 12.7873 | 0.09052 | 0.089416 | 0.00060021 | 13.4842 | 0.090514 | -96.0655 | 38.4467
1240 | E1CT | Gordon Evans Energy Center | KS | 20173 | SPPC | Simple Cycle Gas | 81.6326 | 0.9907 | 0.0032656 | 12.785 | 0.042143 | 1.0594 | 0.0032656 | 13.5568 | 0.041789 | -97.5214 | 37.7907
8007 | U00020 | Holtsville Facility | NY | 36103 | NYCW | Oil | 30.3229 | 0.0137 | 0.00066155 | 12.7843 | 0.61734 | 0.00038477 | 0.00066155 | 0.058162 | 0.1 | -73.0664 | 40.8153
8007 | U00019 | Holtsville Facility | NY | 36103 | NYCW | Oil | 30.3227 | 0.0137 | 0.00066177 | 12.7766 | 0.61716 | 0.00038477 | 0.00066177 | 0.058143 | 0.1 | -73.0664 | 40.8153
55237 | SCE8 | Shelby County | IL | 17173 | MISC | Simple Cycle Gas | 47.8047 | 0.06245 | 0.00065268 | 12.7467 | 0.13322 | 0.06543 | 0.00065268 | 13.3532 | 0.1332 | -88.4772 | 39.2794
54276 | ES002 | University of NC Chapel Hill | NC | 37135 | CONUS | Institutional | 21.7559 | 0 | 0 | 12.6947 | 0.11663 | 60.0667 | 0.5515 | 12.7025 | 0.11663 | -79.0617 | 35.9069
10866 | 13 | BioUrja Renewables - Peoria, IL | IL | 17143 | CONUS | Industrial | 29.2647 | 0 | 0 | 12.6871 | 0.046847 | 0 | 0 | 12.676 | 0.046847 | -89.6069 | 40.6776
55505 | BR2 | Frank Knutson Station | CO | 08001 | RMRG | Simple Cycle Gas | 72.6634 | 0.34828 | 0.00080232 | 12.6832 | 0.029218 | 0.39845 | 0.00080232 | 14.441 | 0.029079 | -104.6817 | 39.9414
55718 | 2 | Dean Peakers | MI | 26147 | MISE | Simple Cycle Gas | 91.2947 | 0.27707 | 0.00060006 | 12.6434 | 0.027382 | 0.29937 | 0.00060006 | 13.6726 | 0.027406 | -82.4818 | 42.774
7848 | 2 | Holden Power Plant | MO | 29101 | MISC | Simple Cycle Gas | 116.4407 | 0.2663 | 0.00060148 | 12.6044 | 0.028468 | 0.28773 | 0.00060148 | 38.2699 | 0.08 | -93.9983 | 38.7538
56604 | HCCT2 | Hardin County Peaking Facility | TX | 48199 | MISS | Simple Cycle Gas | 92.3307 | 0.21945 | 0.00060005 | 12.5883 | 0.034421 | 0.2364 | 0.00060005 | 13.5664 | 0.034436 | -94.2526 | 30.3035
2070 | **4 | Moselle Generating Plant | MS | 28067 | MISS | Simple Cycle Gas | 103.2905 | 0.175 | 0.00060011 | 12.5645 | 0.043085 | 0.1899 | 0.00060011 | 13.6595 | 0.043167 | -89.2992 | 31.5289
880042 | P010 | AK Steel Corporation - Middletown | OH | 39017 | CONUS | EGU-Other | 64.3488 | 0 | 0 | 12.5603 | 0.13398 | 0 | 0 | 13.3054 | 0.13398 | -84.3901 | 39.4968
3295 | URQ4 | Urquhart | SC | 45003 | SRCA | Simple Cycle Gas | 45.3147 | 0.079991 | 0.0007439 | 12.5448 | 0.11666 | 0.083022 | 0.0007439 | 13.0187 | 0.11665 | -81.9111 | 33.435
55672 | CT7 | AL Sandersville Energy Facility | GA | 13303 | SRSE | Simple Cycle Gas | 92.9915 | 0.10115 | 0.00057828 | 12.5447 | 0.071718 | 0.10184 | 0.00057828 | 12.6378 | 0.071762 | -82.8608 | 33.1189
4195 | 2 | Power Lane Steam Plant | TX | 48231 | TRE | Boiler Gas | 24.4038 | 0.13967 | 0.0023869 | 12.5079 | 0.21375 | 0.16402 | 0.0023869 | 14.757 | 0.21475 | -96.1264 | 33.1707
58471 | CT-1 | Ector County Energy Center | TX | 48135 | TRE | Simple Cycle Gas | 154.181 | 0.5179 | 0.0013878 | 12.4809 | 0.033444 | 0.54848 | 0.0013878 | 13.2114 | 0.033428 | -102.586 | 32.0704
52130 | 3SPS31 | BP Whiting Business Unit | IN | 18089 | CONUS | Industrial | 45.3843 | 0 | 0 | 12.4661 | 0.017953 | 0 | 0 | 12.4661 | 0.017953 | -87.4803 | 41.6703
58562 | GT-3 | Montana Power Station | TX | 48141 | SRSG | Simple Cycle Gas | 83.5984 | 0.64782 | 0.00060536 | 12.4159 | 0.011602 | 0.99009 | 0.00060536 | 18.9828 | 0.011606 | -106.2122 | 31.8235
8000 | 1 | Beatrice | NE | 31067 | SPPN | Combined Cycle Gas | 149.5239 | 0.56094 | 0.00060005 | 12.4041 | 0.013269 | 0 |  | 0 |  | -96.8067 | 40.3286
55703 | P049 | Valero Refining Company-Tennessee, LLC | TN | 47157 | CONUS | Industrial | 31.056 | 0 | 0 | 12.3765 | 0.038702 | 0 | 0 | 12.3765 | 0.038702 | -90.0825 | 35.0836
1595 | 3 | Kendall Green Energy LLC | MA | 25017 | ISNE | Boiler Gas | 24.6637 | 0.08371 | 0.00060029 | 12.3765 | 0.088752 | 0.082962 | 0.00060029 | 12.3207 | 0.089148 | -71.0792 | 42.3633
3469 | THW41 | T H Wharton | TX | 48201 | TRE | Combined Cycle Gas | 69.3401 | 0 | 0 | 12.3651 | 0.016231 | 0 | 0 | 6.4531 | 0.01623 | -95.5333 | 29.9414
55111 | 8 | Vermillion Generating Station | IN | 18165 | MISC | Simple Cycle Gas | 101.1526 | 0.20946 | 0.00060005 | 12.3488 | 0.035376 | 0.22633 | 0.00060005 | 13.3483 | 0.035389 | -87.445 | 39.9208
1594 | 12 | Blackstone | MA | 25017 | CONUS | EGU-Other | 22.5664 | 0 | 0 | 12.3477 | 0.15939 | 0 | 0 | 13.2596 | 0.15963 | -71.1161 | 42.3636
54854 | 4 | Sun Peak Generating Station | NV | 32003 | BASN | Simple Cycle Gas | 71.5262 | 0.051295 | 0.00060008 | 12.3461 | 0.14443 | 0.053947 | 0.00060008 | 12.9844 | 0.14443 | -115.034 | 36.1392
3469 | THW43 | T H Wharton | TX | 48201 | TRE | Combined Cycle Gas | 71.2926 | 0 | 0 | 12.3322 | 0.015478 | 0 | 0 | 6.4356 | 0.015476 | -95.5333 | 29.9414
52089 | BLR010 | Celanese Acetate LLC | VA | 51071 | CONUS | Industrial | 40 | 0 | 0 | 12.3243 | 0.031 | 0 | 0 | 12.3243 | 0.031 | -80.764 | 37.3451
2250 | 1 | J Street | NE | 31109 | SPPN | Simple Cycle Gas | 29.1707 | 0.21845 | 0.012957 | 12.3201 | 0.73075 | 0.23586 | 0.012957 | 13.1577 | 0.72282 | -96.7107 | 40.8078
55068 | 1 | Maine Independence Station | ME | 23019 | ISNE | Combined Cycle Gas | 167.1972 | 0.51327 | 0.00060005 | 12.2994 | 0.014379 | 0.20211 | 0.00060005 | 4.8418 | 0.014375 | -68.7106 | 44.8236
55276 | 05 | Ceredo Generating Station | WV | 54099 | PJMW | Simple Cycle Gas | 97.3859 | 0.2141 | 0.00060766 | 12.2913 | 0.034885 | 0.22941 | 0.00060766 | 13.171 | 0.034887 | -82.5339 | 38.3681
55228 | G2CT2 | Greenville Electric Gen Station | OH | 39037 | PJMW | Simple Cycle Gas | 30.6023 | 0.09795 | 0.00072337 | 12.2546 | 0.090501 | 0.10559 | 0.00072337 | 13.2134 | 0.090525 | -84.6147 | 40.0747
55111 | 5 | Vermillion Generating Station | IN | 18165 | MISC | Simple Cycle Gas | 101.3298 | 0.2412 | 0.00060007 | 12.2286 | 0.030423 | 0.26061 | 0.00060007 | 13.2116 | 0.03042 | -87.445 | 39.9208
613 | PFL6A | Lauderdale | FL | 12011 | FRCC | Simple Cycle Gas | 227.1146 | 0.24112 | 0.00064862 | 12.2137 | 0.032855 | 0.27497 | 0.00064862 | 13.9246 | 0.032846 | -80.1983 | 26.0681
3264 | 7C | W S Lee | SC | 45007 | SRCA | Simple Cycle Gas | 48.8521 | 0.082532 | 0.00061213 | 12.2073 | 0.09054 | 0.086975 | 0.00061213 | 12.8725 | 0.090597 | -82.435 | 34.6022
1104 | 1 | Burlington (IA) | IA | 19057 | MISW | Boiler Gas | 194.4563 | 0.095701 | 0.00059289 | 12.1995 | 0.075579 | 0.041847 | 0.00059289 | 5.3769 | 0.07618 | -91.1168 | 40.7412
715 | 3C | McManus | GA | 13127 | SRSE | Oil | 60.0125 | 5.0768 | 0.50002 | 12.1838 | 1.2 | 1.775 | 0.8 | 2.6626 | 1.2 | -81.5458 | 31.2125
3406 | JCT4 | Johnsonville | TN | 47085 | SRCE | Simple Cycle Gas | 102.2168 | 4.3586 | 0.1364 | 12.1576 | 0.38047 | 4.7572 | 0.1364 | 13.5297 | 0.38794 | -87.9861 | 36.0278
55228 | G2CT1 | Greenville Electric Gen Station | OH | 39037 | PJMW | Simple Cycle Gas | 31.6831 | 0.09795 | 0.0007247 | 12.1383 | 0.089808 | 0.10548 | 0.0007247 | 13.0762 | 0.089836 | -84.6147 | 40.0747
2079 | 9 | Hawthorn | MO | 29095 | SPPC | Combined Cycle Gas | 291.0077 | 0.5581 | 0.00060005 | 12.1273 | 0.013039 | 0.15023 | 0.00060005 | 3.2586 | 0.013015 | -94.4778 | 39.1306
6124 | CT8 | McIntosh (6124) | GA | 13103 | SRSE | Simple Cycle Gas | 104.1606 | 2.8344 | 0.045647 | 12.1016 | 0.19489 | 2.8543 | 0.045647 | 12.1903 | 0.19495 | -81.1683 | 32.3558
52089 | BLR013 | Celanese Acetate LLC | VA | 51071 | CONUS | Industrial | 40 | 0 | 0 | 12.0353 | 0.031014 | 0 | 0 | 12.0352 | 0.031014 | -80.764 | 37.3451
7146 | UGT007 | Wading River Facility | NY | 36103 | NYCW | Oil | 88.9469 | 0.042916 | 0.00091709 | 12.0331 | 0.25714 | 0.0012072 | 0.00091709 | 0.13163 | 0.1 | -72.8781 | 40.9575
7212 | 3 | Darbytown Combustion Turbine | VA | 51087 | PJMD | Simple Cycle Gas | 101.2523 | 8.5936 | 0.15535 | 12.0244 | 0.21737 | 8.9859 | 0.15535 | 12.5752 | 0.2174 | -77.3716 | 37.4963
55228 | G3CT2 | Greenville Electric Gen Station | OH | 39037 | PJMW | Simple Cycle Gas | 31.4124 | 0.09145 | 0.00068795 | 12.0221 | 0.090438 | 0.098207 | 0.00068795 | 12.9134 | 0.090459 | -84.6147 | 40.0747
50240 | 7 | Purdue University-Wade Utility | IN | 18157 | CONUS | Institutional | 13.6142 | 0 | 0 | 12.0046 | 0.030629 | 0 | 0 | 11.9903 | 0.030931 | -86.9117 | 40.4172
55102 | 2 | Livingston Generating Station | MI | 26137 | MISE | Simple Cycle Gas | 34.99 | 0.026177 | 0.00060015 | 11.9858 | 0.27479 | 0.027899 | 0.00060015 | 12.7785 | 0.27488 | -84.7332 | 45.0291
56505 | SN04 | City Water & Light - City of Jonesboro | AR | 05031 | MISS | Simple Cycle Gas | 45.1659 | 0.06865 | 0.00068266 | 11.9658 | 0.11899 | 0.071247 | 0.00068266 | 12.4196 | 0.119 | -90.7257 | 35.8481
55228 | G3CT1 | Greenville Electric Gen Station | OH | 39037 | PJMW | Simple Cycle Gas | 31.101 | 0.09345 | 0.00070965 | 11.9601 | 0.090824 | 0.10066 | 0.00070965 | 12.8868 | 0.090853 | -84.6147 | 40.0747
58471 | CT-2 | Ector County Energy Center | TX | 48135 | TRE | Simple Cycle Gas | 154.3197 | 0.49861 | 0.0013884 | 11.9285 | 0.033214 | 0.51864 | 0.0013884 | 12.3784 | 0.033136 | -102.586 | 32.0705
880042 | P009 | AK Steel Corporation - Middletown | OH | 39017 | CONUS | EGU-Other | 97.3508 | 0 | 0 | 11.9273 | 0.22101 | 0 | 0 | 12.6611 | 0.22101 | -84.3901 | 39.4968
55276 | 06 | Ceredo Generating Station | WV | 54099 | PJMW | Simple Cycle Gas | 97.3896 | 0.21065 | 0.00061052 | 11.9248 | 0.034561 | 0.22576 | 0.00061052 | 12.7802 | 0.034562 | -82.5339 | 38.3681
1588 | 81 | Mystic | MA | 25017 | ISNE | Combined Cycle Gas | 409.8301 | 0.93712 | 0.00060002 | 11.8663 | 0.0075979 | 0.36912 | 0.00060002 | 4.6752 | 0.0075998 | -71.0667 | 42.3917
58562 | GT-4 | Montana Power Station | TX | 48141 | SRSG | Simple Cycle Gas | 87.2156 | 0.61481 | 0.00060554 | 11.8516 | 0.011673 | 0.78687 | 0.00060554 | 15.1671 | 0.011672 | -106.213 | 31.8235
8027 | 8 | Blue Lake Generating Plant | MN | 27139 | MISW | Simple Cycle Gas | 160.6571 | 0.16825 | 0.00060002 | 11.8471 | 0.042249 | 0.17945 | 0.00060002 | 12.5467 | 0.041952 | -93.4315 | 44.7855
7845 | LCT8 | Lagoon Creek | TN | 47075 | SRCE | Oil | 90.0806 | 1.1992 | 0.0043684 | 11.7916 | 0.042955 | 0.49184 | 0.0043684 | 4.8535 | 0.043108 | -89.3964 | 35.6578
54854 | 3 | Sun Peak Generating Station | NV | 32003 | BASN | Simple Cycle Gas | 70.8237 | 0.048684 | 0.00060005 | 11.7887 | 0.1453 | 0.050951 | 0.00060005 | 12.3376 | 0.1453 | -115.034 | 36.1392
7380 | 4B | Midulla Generating Station | FL | 12049 | FRCC | Simple Cycle Gas | 47.7462 | 0.083551 | 0.00060646 | 11.7796 | 0.085504 | 0.099152 | 0.00060646 | 13.9875 | 0.085555 | -81.9625 | 27.6417
56603 | SJCCT1 | San Jacinto County Peaking Facility | TX | 48407 | MISS | Simple Cycle Gas | 83.1117 | 0.20729 | 0.00060005 | 11.7626 | 0.034049 | 0.22183 | 0.00060005 | 12.4944 | 0.033797 | -95.0133 | 30.418
55111 | 3 | Vermillion Generating Station | IN | 18165 | MISC | Simple Cycle Gas | 102.3837 | 0.22133 | 0.00060005 | 11.7592 | 0.03188 | 0.23913 | 0.00060005 | 12.7075 | 0.031887 | -87.445 | 39.9208
7964 | CT1B | Peno Creek Energy Center | MO | 29163 | MISC | Simple Cycle Gas | 29.3285 | 0.06452 | 0.0004599 | 11.7584 | 0.083814 | 0.07066 | 0.0004599 | 12.878 | 0.083817 | -91.2295 | 39.3531
4266 | 5 | Spencer | TX | 48121 | TRE | Boiler Gas | 64.136 | 0.059669 | 0.00060035 | 11.7478 | 0.1182 | 0.069827 | 0.00060035 | 13.7763 | 0.11844 | -97.1067 | 33.1978
3631 | CT7 | Sam Rayburn Plant | TX | 48469 | TRE | Combined Cycle Gas | 49.5924 | 0.32782 | 0.00061507 | 11.6424 | 0.021844 | 0.17111 | 0.00061507 | 6.0832 | 0.021867 | -97.1347 | 28.8947
335 | 2 | AES Huntington Beach | CA | 06059 | CASO | Boiler Gas | 200.9291 | 0.37276 | 0.00060007 | 11.6361 | 0.018732 | 0.28158 | 0.00060007 | 8.7851 | 0.018722 | -117.9788 | 33.6436
7964 | CT1A | Peno Creek Energy Center | MO | 29163 | MISC | Simple Cycle Gas | 30.675 | 0.064824 | 0.00046524 | 11.616 | 0.083369 | 0.070223 | 0.00046524 | 12.5841 | 0.083372 | -91.2295 | 39.3531
641 | 8A | Gulf Clean Energy Center | FL | 12033 | SRSE | Simple Cycle Gas | 252.3212 | 0.23086 | 0.00061691 | 11.6111 | 0.031028 | 0.23244 | 0.00061691 | 11.6929 | 0.031034 | -87.2289 | 30.5661
50900 | 011 | WestRock Virginia Corp Covington Ops | VA | 51005 | CONUS | EGU-Other | 29.7695 | 0 | 0 | 11.5452 | 0.034565 | 0 | 0 | 12.2346 | 0.034565 | -79.9946 | 37.7997
3406 | JCT15 | Johnsonville | TN | 47085 | SRCE | Simple Cycle Gas | 69.5401 | 0.02165 | 0.00061597 | 11.5282 | 0.32799 | 0.0229 | 0.00061597 | 12.1936 | 0.32799 | -87.9861 | 36.0278
544 | 14 | Devon | CT | 09009 | ISNE | Simple Cycle Gas | 22.1593 | 0.36825 | 0.036928 | 11.5244 | 1.1557 | 0.31232 | 0.036928 | 0.76117 | 0.09 | -73.1092 | 41.2083
60264 | BCGT4 | Bacliff Generating Station | TX | 48167 | TRE | Simple Cycle Gas | 60.4914 | 0.05095 | 0.00060049 | 11.4749 | 0.13524 | 0.053214 | 0.00060049 | 11.9538 | 0.13489 | -94.9843 | 29.4922
2070 | 5 | Moselle Generating Plant | MS | 28067 | MISS | Simple Cycle Gas | 96.2866 | 0.26682 | 0.00060006 | 11.4262 | 0.025697 | 0.28811 | 0.00060006 | 12.3431 | 0.025707 | -89.2992 | 31.5289
55151 | CTG-3 | La Paloma Generating Plant | CA | 06029 | CANO | Combined Cycle Gas | 270.5334 | 1.0166 | 0.00060005 | 11.4087 | 0.0067343 | 0.52801 | 0.00060005 | 5.9263 | 0.0067349 | -119.5919 | 35.2956
8012 | 22 | Croydon Generating Station | PA | 42017 | PJME | Oil | 61.9491 | 3.9651 | 0.20199 | 11.3897 | 0.58021 | 0.51521 | 0.20199 | 1.7855 | 0.7 | -74.8917 | 40.08
4078 | 32A | Weston | WI | 55073 | MISW | Simple Cycle Gas | 27.9099 | 0.01728 | 0.0006001 | 11.3856 | 0.39539 | 0.018988 | 0.0006001 | 12.5169 | 0.39559 | -89.6553 | 44.8806
2499 | CT02-7 | Narrows Generating Station | NY | 36047 | NYCW3 | Simple Cycle Gas | 35.3623 | 0 | 0 | 11.369 | 0.38529 | 0.0090053 | 0.0015 | 2.4014 | 0.4 | -74.0209 | 40.6486
880089 | CB706 | INEOS Joliet, LLC | IL | 17197 | CONUS | Industrial | 28.9957 | 0 | 0 | 11.3607 | 0.052386 | 0 | 0 | 11.3607 | 0.052386 | -88.1728 | 41.4417
55933 | TPP2 | Tracy Combined Cycle Power Plant | CA | 06077 | CANO | Combined Cycle Gas | 139.1721 | 0.44733 | 0.00060005 | 11.3526 | 0.015228 | 0.23247 | 0.00060005 | 5.8998 | 0.015228 | -121.4906 | 37.7107
55228 | G4CT2 | Greenville Electric Gen Station | OH | 39037 | PJMW | Simple Cycle Gas | 30.6767 | 0.09245 | 0.00072505 | 11.3048 | 0.08866 | 0.099279 | 0.00072505 | 12.1433 | 0.088685 | -84.6147 | 40.0747
8012 | 21 | Croydon Generating Station | PA | 42017 | PJME | Oil | 63.814 | 3.9225 | 0.20198 | 11.269 | 0.58028 | 0.50878 | 0.20198 | 1.7633 | 0.7 | -74.8917 | 40.08
55228 | G4CT1 | Greenville Electric Gen Station | OH | 39037 | PJMW | Simple Cycle Gas | 30.5606 | 0.0941 | 0.00073611 | 11.2549 | 0.088043 | 0.10086 | 0.00073611 | 12.0648 | 0.088051 | -84.6147 | 40.0747
50451 | 1 | Indeck-Yerkes Energy Center | NY | 36029 | NYUP | Combined Cycle Gas | 57.7185 | 0.044778 | 0.00059954 | 11.2416 | 0.15051 | 0.025284 | 0.00059954 | 6.3475 | 0.15051 | -78.9182 | 42.9671
8027 | 7 | Blue Lake Generating Plant | MN | 27139 | MISW | Simple Cycle Gas | 159.0158 | 0.17684 | 0.00060003 | 11.2255 | 0.038088 | 0.18872 | 0.00060003 | 11.9027 | 0.037844 | -93.4315 | 44.7855
50561 | 0002 | Eagle Point Power Generation | NJ | 34015 | PJME | Combined Cycle Gas | 203.8436 | 0.30307 | 0.00060077 | 11.211 | 0.022223 | 0.2456 | 0.00060077 | 9.0764 | 0.022202 | -75.1583 | 39.8792
7845 | LCT5 | Lagoon Creek | TN | 47075 | SRCE | Oil | 85.5081 | 0.88976 | 0.0028821 | 11.1856 | 0.036232 | 0.36483 | 0.0028821 | 4.6119 | 0.036434 | -89.3964 | 35.6578
7845 | LCT4 | Lagoon Creek | TN | 47075 | SRCE | Oil | 89.8116 | 0.92987 | 0.0029165 | 11.1608 | 0.035005 | 0.38123 | 0.0029165 | 4.5947 | 0.035151 | -89.3964 | 35.6578
3469 | THW32 | T H Wharton | TX | 48201 | TRE | Combined Cycle Gas | 73.6377 | 0 | 0 | 11.1054 | 0.015854 | 0 | 0 | 5.7964 | 0.015855 | -95.5333 | 29.9414
1595 | 2 | Kendall Green Energy LLC | MA | 25017 | ISNE | Boiler Gas | 15.5121 | 0.051686 | 0.00060047 | 11.0509 | 0.12839 | 0.051182 | 0.00060047 | 11.0973 | 0.1302 | -71.0792 | 42.3633
55250 | UP3 | University Park Energy | IL | 17197 | PJMC | Simple Cycle Gas | 28.6319 | 0.0369 | 0.00068795 | 11.0488 | 0.20599 | 0.0387 | 0.00068795 | 11.5765 | 0.20579 | -87.7528 | 41.4405
55438 | CT04 | Elgin Energy Center, LLC | IL | 17031 | PJMC | Simple Cycle Gas | 123.7496 | 0.10271 | 0.00060002 | 11.0471 | 0.064534 | 0.10814 | 0.00060002 | 11.6266 | 0.064512 | -88.2445 | 41.9997
7835 | 3 | Rock Springs Generating Facility | MD | 24015 | PJME | Simple Cycle Gas | 188.1858 | 0.20502 | 0.00060003 | 11.0399 | 0.03231 | 0.21607 | 0.00060003 | 11.6338 | 0.032307 | -76.1606 | 39.7183
880109 | B001 | Pratt Paper (OH) | OH | 39011 | CONUS | Industrial | 33.23 | 0 | 0 | 11.016 | 0.018056 | 0 | 0 | 11.016 | 0.018056 | -84.1916 | 40.5426
55250 | UP4 | University Park Energy | IL | 17197 | PJMC | Simple Cycle Gas | 28.6288 | 0.03805 | 0.0007045 | 10.998 | 0.20363 | 0.040188 | 0.0007045 | 11.6128 | 0.20358 | -87.7528 | 41.4405
55970 | 2 | Cosumnes Power Plant | CA | 06067 | CANO | Combined Cycle Gas | 264.1477 | 1.1675 | 0.00060003 | 10.9939 | 0.0056501 | 0.60602 | 0.00060003 | 5.6389 | 0.0055831 | -121.1217 | 38.3461
880006 | 3 | Vicinity Energy Philadelphia Edison Sta | PA | 42101 | CONUS | EGU-Other | 16.0765 | 0 | 0 | 10.98 | 0.31224 | 0 | 0 | 11.7887 | 0.31392 | -75.1557 | 39.949
10698 | BLR08 | Graphic Packaging International, Inc. | MI | 26077 | CONUS | Industrial | 15.0061 | 0 | 0 | 10.9751 | 0.31849 | 0 | 0 | 11.0464 | 0.31849 | -85.5783 | 42.3049
2444 | 9 | Rio Grande | NM | 35013 | SRSG | Simple Cycle Gas | 106.4186 | 0.32814 | 0.00027806 | 10.9022 | 0.0092383 | 0.43147 | 0.00027806 | 14.3286 | 0.0092342 | -106.5472 | 31.8047
7212 | 1 | Darbytown Combustion Turbine | VA | 51087 | PJMD | Simple Cycle Gas | 101.0735 | 7.7117 | 0.15517 | 10.8534 | 0.21839 | 8.0568 | 0.15517 | 11.3481 | 0.21857 | -77.3716 | 37.4963
7835 | 4 | Rock Springs Generating Facility | MD | 24015 | PJME | Simple Cycle Gas | 185.4665 | 0.18955 | 0.00060005 | 10.8524 | 0.034355 | 0.19994 | 0.00060005 | 11.4471 | 0.034355 | -76.1606 | 39.7183
56292 | ES4-A | NCEMC Hamlet Plant | NC | 37153 | SRCA | Simple Cycle Gas | 34.1838 | 0.071139 | 0.00060627 | 10.8212 | 0.092221 | 0.075127 | 0.00060627 | 11.4258 | 0.092206 | -79.7421 | 34.8395
641 | 8C | Gulf Clean Energy Center | FL | 12033 | SRSE | Simple Cycle Gas | 251.3739 | 0.22628 | 0.00060585 | 10.8211 | 0.028973 | 0.2278 | 0.00060585 | 10.8947 | 0.028976 | -87.2289 | 30.5661
55111 | 7 | Vermillion Generating Station | IN | 18165 | MISC | Simple Cycle Gas | 99.7352 | 0.2056 | 0.00060005 | 10.8178 | 0.031572 | 0.2222 | 0.00060005 | 11.6913 | 0.031572 | -87.445 | 39.9208
7972 | 2 | Sumpter Plant | MI | 26163 | MISE | Simple Cycle Gas | 77.8794 | 0.24486 | 0.00060006 | 10.8144 | 0.026502 | 0.25919 | 0.00060006 | 11.4185 | 0.026436 | -83.5318 | 42.167
54795 | C6 | American Sugar Refining, Inc. | MD | 24510 | CONUS | Industrial | 20.6049 | 0 | 0 | 10.8038 | 0.037327 | 0 | 0 | 11.174 | 0.037333 | -76.5945 | 39.2749
7288 | 1 | Sherman Avenue | NJ | 34011 | PJME | Oil | 82.8284 | 0.08399 | 0.00059164 | 10.7908 | 0.076013 | 0.010924 | 0.00059164 | 1.4074 | 0.076228 | -75.0578 | 39.451
2079 | 8 | Hawthorn | MO | 29095 | SPPC | Simple Cycle Gas | 76.1717 | 0.23475 | 0.00060006 | 10.7808 | 0.027558 | 0.25319 | 0.00060006 | 11.6149 | 0.027527 | -94.4778 | 39.1306
3406 | JCT13 | Johnsonville | TN | 47085 | SRCE | Simple Cycle Gas | 66.6151 | 9.8155 | 0.4611 | 10.7704 | 0.50596 | 10.7567 | 0.4611 | 11.8032 | 0.50596 | -87.9861 | 36.0278
6124 | CT7 | McIntosh (6124) | GA | 13103 | SRSE | Simple Cycle Gas | 96.4384 | 2.443 | 0.043009 | 10.7649 | 0.18951 | 2.4606 | 0.043009 | 10.8489 | 0.18963 | -81.1683 | 32.3558
7845 | LCT3 | Lagoon Creek | TN | 47075 | SRCE | Oil | 88.6409 | 0.22235 | 0.00072303 | 10.7417 | 0.034929 | 0.09117 | 0.00072303 | 4.4234 | 0.035081 | -89.3964 | 35.6578
2836 | CT10 | Avon Lake Power Plant | OH | 39093 | PJMW | Oil | 30.0001 | 4.4692 | 0.50006 | 10.725 | 1.2 | 0 |  | 0 |  | -82.05 | 41.5042
1240 | E2CT | Gordon Evans Energy Center | KS | 20173 | SPPC | Simple Cycle Gas | 77.5201 | 0.9179 | 0.0038401 | 10.6755 | 0.044662 | 0.997 | 0.0038401 | 11.5234 | 0.044385 | -97.5214 | 37.7907
55238 | 0002 | Rockford Energy Center | IL | 17201 | PJMC | Simple Cycle Gas | 172.7365 | 0.15978 | 0.00059932 | 10.6735 | 0.040034 | 0.16605 | 0.00059932 | 11.0825 | 0.039999 | -89.1025 | 42.2403
3469 | THW42 | T H Wharton | TX | 48201 | TRE | Combined Cycle Gas | 70.5147 | 0 | 0 | 10.6695 | 0.014226 | 0 | 0 | 5.569 | 0.014227 | -95.5333 | 29.9414
3631 | CT8 | Sam Rayburn Plant | TX | 48469 | TRE | Combined Cycle Gas | 49.5065 | 0.32557 | 0.00066368 | 10.6545 | 0.02172 | 0.16993 | 0.00066368 | 5.5648 | 0.021734 | -97.1347 | 28.8947
55279 | AGS02 | Aurora | IL | 17043 | PJMC | Simple Cycle Gas | 211.8972 | 0.19145 | 0.00060004 | 10.6344 | 0.033331 | 0.20219 | 0.00060004 | 11.2251 | 0.033314 | -88.2265 | 41.8151
880067 | BLR19 | Wood River Refinery | IL | 17119 | CONUS | Industrial | 30.873 | 0 | 0 | 10.6227 | 0.013263 | 0 | 0 | 10.6539 | 0.013302 | -90.0675 | 38.8375
3469 | THW34 | T H Wharton | TX | 48201 | TRE | Combined Cycle Gas | 73.0584 | 0 | 0 | 10.6059 | 0.015905 | 0 | 0 | 5.534 | 0.015901 | -95.5333 | 29.9414
7845 | LCT6 | Lagoon Creek | TN | 47075 | SRCE | Oil | 86.7851 | 0.8893 | 0.0031067 | 10.5877 | 0.036987 | 0.36474 | 0.0031067 | 4.3664 | 0.037192 | -89.3964 | 35.6578
880004 | 5C | GSA Central Heating | DC | 11001 | CONUS | Institutional | 10.2579 | 0 | 0 | 10.5632 | 0.10331 | 0 | 0 | 10.6358 | 0.1022 | -77.0244 | 38.8856
3113 | 5 | Portland | PA | 42095 | PJME | Simple Cycle Gas | 171.1486 | 0.83191 | 0.020389 | 10.5608 | 0.25883 | 0.86994 | 0.020389 | 10.7839 | 0.25274 | -75.0789 | 40.91
50151 | B26 | UCC South Charleston Plant | WV | 54039 | CONUS | EGU-Other | 18.5305 | 0 | 0 | 10.5106 | 0.068738 | 0 | 0 | 11.1213 | 0.068738 | -81.6786 | 38.3688
7551 | 1B | SCA Cogen II | CA | 06067 | CANO | Combined Cycle Gas | 67.0905 | 0.88359 | 0.00060012 | 10.4886 | 0.0071237 | 0.45849 | 0.00060012 | 5.4426 | 0.0071239 | -121.399 | 38.5306
2499 | CT01-7 | Narrows Generating Station | NY | 36047 | NYCW3 | Simple Cycle Gas | 16.8324 | 0 | 0 | 10.4855 | 0.36037 | 0.0038532 | 0.0015 | 1.0275 | 0.4 | -74.0209 | 40.6486
1588 | 93 | Mystic | MA | 25017 | ISNE | Combined Cycle Gas | 404.8598 | 0.82293 | 0.00060002 | 10.4781 | 0.0076398 | 0.32403 | 0.00060002 | 4.1277 | 0.0076435 | -71.0667 | 42.3917
56292 | ES1-B | NCEMC Hamlet Plant | NC | 37153 | SRCA | Simple Cycle Gas | 32.7802 | 0.070485 | 0.00060184 | 10.4452 | 0.089187 | 0.07447 | 0.00060184 | 11.0352 | 0.089181 | -79.7421 | 34.8395
10 | CT7 | Greene County | AL | 01063 | SRSE | Simple Cycle Gas | 105.9663 | 1.1761 | 0.010099 | 10.4336 | 0.089588 | 1.184 | 0.010099 | 10.5029 | 0.089582 | -87.7811 | 32.6017
10034 | S-100 | Calpine Gilroy Cogen, LP | CA | 06085 | CANO | Combined Cycle Gas | 131.7971 | 0.20606 | 0.00059999 | 10.4272 | 0.030361 | 0.10726 | 0.00059999 | 5.4256 | 0.03035 | -121.5367 | 37.0001
3469 | THW33 | T H Wharton | TX | 48201 | TRE | Combined Cycle Gas | 71.1249 | 0 | 0 | 10.4252 | 0.015799 | 0 | 0 | 5.4407 | 0.015798 | -95.5333 | 29.9414
1594 | 11 | Blackstone | MA | 25017 | CONUS | EGU-Other | 23.6663 | 0 | 0 | 10.4053 | 0.15897 | 0 | 0 | 11.2086 | 0.15896 | -71.1161 | 42.3636
50978 | A | Carr Street Generating Station | NY | 36067 | NYUP | Combined Cycle Gas | 39.53 | 0.23293 | 0.00060013 | 10.3848 | 0.026756 | 0.1314 | 0.00060013 | 5.8583 | 0.026756 | -76.0819 | 43.0611
544 | 11 | Devon | CT | 09009 | ISNE | Simple Cycle Gas | 19.1532 | 0.3299 | 0.036656 | 10.373 | 1.1526 | 0.27714 | 0.036656 | 0.68046 | 0.09 | -73.1092 | 41.2083
56292 | ES5-A | NCEMC Hamlet Plant | NC | 37153 | SRCA | Simple Cycle Gas | 33.1468 | 0.069357 | 0.0006057 | 10.3664 | 0.090529 | 0.073253 | 0.0006057 | 10.9467 | 0.090513 | -79.7421 | 34.8395
55232 | CT6 | Marshall | KY | 21157 | SRCE | Simple Cycle Gas | 101.0286 | 0.21902 | 0.00062827 | 10.3566 | 0.029708 | 0.23647 | 0.00062827 | 11.2033 | 0.029765 | -88.3958 | 37.0286
7032 | 4 | Gravel Neck Combustion Turbine | VA | 51181 | PJMD | Simple Cycle Gas | 110.5781 | 6.4864 | 0.12881 | 10.3553 | 0.20564 | 6.766 | 0.12881 | 10.8037 | 0.20568 | -76.6907 | 37.1575
7845 | LCT1 | Lagoon Creek | TN | 47075 | SRCE | Oil | 86.2197 | 0.91186 | 0.0035051 | 10.351 | 0.039788 | 0.37393 | 0.0035051 | 4.2652 | 0.03998 | -89.3964 | 35.6578
55237 | SCE2 | Shelby County | IL | 17173 | MISC | Simple Cycle Gas | 46.1124 | 0.0526 | 0.00065856 | 10.2929 | 0.12887 | 0.054464 | 0.00065856 | 10.6477 | 0.12875 | -88.4772 | 39.2794
591 | 14 | Christiana Substation | DE | 10003 | PJME | Oil | 24.3398 | 0 | 0 | 10.2766 | 0.8566 | 0 | 0 | 1.3661 | 0.87428 | -75.5371 | 39.7302
55228 | G1CT1 | Greenville Electric Gen Station | OH | 39037 | PJMW | Simple Cycle Gas | 35.541 | 0.0712 | 0.00062954 | 10.2561 | 0.090683 | 0.077192 | 0.00062954 | 11.1309 | 0.090778 | -84.6147 | 40.0747
2271 | 1B | McCook Peaking | NE | 31145 | SPPN | Oil | 29.5285 | 4.2696 | 0.50018 | 10.2429 | 1.1999 | 2.1932 | 0.50018 | 5.2615 | 1.1999 | -100.6511 | 40.2209
55148 | 1 | Worthington Generation | IN | 18055 | MISC | Simple Cycle Gas | 45.1447 | 0.069624 | 0.00060013 | 10.2327 | 0.088202 | 0.07478 | 0.00060013 | 10.9893 | 0.088191 | -87.0128 | 39.0717
8012 | 32 | Croydon Generating Station | PA | 42017 | PJME | Oil | 64.9894 | 3.5613 | 0.20198 | 10.2287 | 0.58013 | 0.46355 | 0.20198 | 1.6065 | 0.7 | -74.8917 | 40.08
6035 | CTG112 | Greenwood | MI | 26147 | MISE | Simple Cycle Gas | 90.4467 | 0.20554 | 0.0006 | 10.2092 | 0.029802 | 0.21499 | 0.0006 | 10.6761 | 0.029796 | -82.6964 | 43.1056
55453 | 3 | Fountain Valley Power Plant | CO | 08041 | RMRG | Simple Cycle Gas | 35.6273 | 0.063002 | 0.00060018 | 10.1993 | 0.097163 | 0.071033 | 0.00060018 | 11.5074 | 0.09723 | -104.6875 | 38.5569
2266 | 1A | Hebron Peaking | NE | 31169 | SPPN | Oil | 31.2764 | 4.234 | 0.5001 | 10.1603 | 1.2001 | 2.1782 | 0.5001 | 5.227 | 1.2001 | -97.5772 | 40.1878
55192 | OSC2 | Osceola | FL | 12097 | FRCC | Simple Cycle Gas | 185.8378 | 0.55348 | 0.0076989 | 10.152 | 0.14121 | 0.65761 | 0.0076989 | 12.0051 | 0.14055 | -81.0978 | 28.1289
57564 | 8 | Algonquin Power Sanger | CA | 06019 | CANO | Combined Cycle Gas | 41.1403 | 0.39297 | 0.00060015 | 10.0928 | 0.015414 | 0.20399 | 0.00060015 | 5.239 | 0.015413 | -119.552 | 36.684
8007 | U00017 | Holtsville Facility | NY | 36103 | NYCW | Oil | 30.1203 | 0.0098 | 0.00065398 | 10.0763 | 0.67241 | 0.00027541 | 0.00065398 | 0.042113 | 0.1 | -73.0664 | 40.8153
3006 | 4 | Anadarko | OK | 40015 | SPPS | Combined Cycle Gas | 93.0097 | 0 | 0 | 10.0742 | 0.024681 | 0 | 0 | 1.0387 | 0.024671 | -98.23 | 35.0847
2404 | 124 | Kearny Generating Station | NJ | 34017 | PJME | Simple Cycle Gas | 46.8401 | 0.066618 | 0.00060887 | 10.0507 | 0.09186 | 0.07027 | 0.00060887 | 10.5939 | 0.091793 | -74.1 | 40.7375
8049 | **12 | Intercession City | FL | 12097 | FRCC | Simple Cycle Gas | 71.2676 | 0.1943 | 0.00062512 | 10.0471 | 0.032325 | 0.22734 | 0.00062512 | 11.6493 | 0.032032 | -81.5486 | 28.2628
7835 | 2 | Rock Springs Generating Facility | MD | 24015 | PJME | Simple Cycle Gas | 187.4067 | 0.17273 | 0.00060002 | 10.0215 | 0.034812 | 0.18209 | 0.00060002 | 10.5637 | 0.034809 | -76.1606 | 39.7183
58562 | GT-2 | Montana Power Station | TX | 48141 | SRSG | Simple Cycle Gas | 86.0148 | 0.50418 | 0.00060515 | 10.0115 | 0.012016 | 0.58173 | 0.00060515 | 11.5492 | 0.012014 | -106.2114 | 31.8235
7551 | 1A | SCA Cogen II | CA | 06067 | CANO | Combined Cycle Gas | 71.4438 | 0.85007 | 0.00060014 | 9.9867 | 0.0070505 | 0.44109 | 0.00060014 | 5.1819 | 0.0070505 | -121.399 | 38.5306
56292 | ES1-A | NCEMC Hamlet Plant | NC | 37153 | SRCA | Simple Cycle Gas | 33.0035 | 0.067244 | 0.00060679 | 9.9592 | 0.089868 | 0.071013 | 0.00060679 | 10.514 | 0.089839 | -79.7421 | 34.8395
7964 | CT3B | Peno Creek Energy Center | MO | 29163 | MISC | Simple Cycle Gas | 27.3084 | 0.069394 | 0.00055186 | 9.9503 | 0.079132 | 0.075816 | 0.00055186 | 10.8664 | 0.079097 | -91.2295 | 39.3531
1588 | 94 | Mystic | MA | 25017 | ISNE | Combined Cycle Gas | 408.4268 | 0.80722 | 0.00060003 | 9.948 | 0.0073946 | 0.31781 | 0.00060003 | 3.9174 | 0.007396 | -71.0667 | 42.3917
55243 | CT2-3B | Astoria Gas Turbine Power | NY | 36081 | NYCW | Simple Cycle Gas | 22.0239 | 1.8257 | 0.092255 | 9.9344 | 0.50198 | 0 |  | 0 |  | -73.9133 | 40.7864
1554 | 1 | Herbert A Wagner | MD | 24003 | PJME | Boiler Gas | 63.8164 | 11.3286 | 0.10685 | 9.9192 | 0.093557 | 10.6477 | 0.10685 | 10.8383 | 0.10876 | -76.5268 | 39.1781
55243 | CT2-3A | Astoria Gas Turbine Power | NY | 36081 | NYCW | Simple Cycle Gas | 22.0204 | 1.8257 | 0.092062 | 9.8981 | 0.4991 | 0 |  | 0 |  | -73.9133 | 40.7864
56026 | PCT1 | Donald Von Raesfeld | CA | 06085 | CANO | Combined Cycle Gas | 79.6378 | 0.90402 | 0.00060011 | 9.8747 | 0.006555 | 0.46907 | 0.00060011 | 5.1243 | 0.0065559 | -121.9508 | 37.3767
8007 | U00018 | Holtsville Facility | NY | 36103 | NYCW | Oil | 30.1204 | 0.0098 | 0.00065428 | 9.8705 | 0.65899 | 0.00027541 | 0.00065428 | 0.042093 | 0.1 | -73.0664 | 40.8153
6124 | CT3 | McIntosh (6124) | GA | 13103 | SRSE | Simple Cycle Gas | 122.4276 | 2.1363 | 0.044961 | 9.8697 | 0.20771 | 2.1513 | 0.044961 | 9.7914 | 0.20464 | -81.1683 | 32.3558
7380 | 7A | Midulla Generating Station | FL | 12049 | FRCC | Simple Cycle Gas | 49.095 | 0.075693 | 0.00060386 | 9.8497 | 0.078578 | 0.089828 | 0.00060386 | 11.6996 | 0.078649 | -81.9625 | 27.6417
56803 | 4 | Panoche Energy Center | CA | 06019 | CANO | Simple Cycle Gas | 106.4194 | 0.53237 | 0.00060006 | 9.8325 | 0.011083 | 0.49644 | 0.00060006 | 9.2118 | 0.011135 | -120.5797 | 36.654
8029 | 2 | Sycamore Combustion Turbine | IA | 19153 | MISW | Simple Cycle Gas | 52.3752 | 0.10644 | 0.0035615 | 9.8202 | 0.32858 | 0.10011 | 0.0035615 | 9.2625 | 0.32952 | -93.6765 | 41.6719
2079 | 7 | Hawthorn | MO | 29095 | SPPC | Simple Cycle Gas | 66.1845 | 0.2001 | 0.00060005 | 9.8202 | 0.029449 | 0.20917 | 0.00060005 | 10.2605 | 0.029434 | -94.4778 | 39.1306
2049 | CTA | Watson Electric Generating Plant | MS | 28047 | SRSE | Simple Cycle Gas | 76.5769 | 0 | 0 | 9.8033 | 0.70002 | 0 | 0 | 9.8696 | 0.70004 | -89.0265 | 30.4408
50733 | 720B2 | US Steel Corp - Gary Works | IN | 18089 | CONUS | Industrial | 30.8259 | 0 | 0 | 9.7885 | 0.012583 | 0 | 0 | 9.8163 | 0.012583 | -87.3281 | 41.6133
8012 | 11 | Croydon Generating Station | PA | 42017 | PJME | Oil | 62.2306 | 3.4002 | 0.20198 | 9.7861 | 0.58131 | 0.44152 | 0.20198 | 1.5302 | 0.7 | -74.8917 | 40.08
7964 | CT3A | Peno Creek Energy Center | MO | 29163 | MISC | Simple Cycle Gas | 30.4072 | 0.055779 | 0.00047423 | 9.7765 | 0.083119 | 0.060455 | 0.00047423 | 10.5964 | 0.083122 | -91.2295 | 39.3531
2049 | CTB | Watson Electric Generating Plant | MS | 28047 | SRSE | Simple Cycle Gas | 73.0891 | 0 | 0 | 9.7718 | 0.70005 | 0 | 0 | 9.8382 | 0.70009 | -89.0265 | 30.4408
7991 | U1 | West Campus Cogeneration Facility | WI | 55025 | MISW | Combined Cycle Gas | 82.0829 | 0.90772 | 0.00085723 | 9.7524 | 0.0092099 | 0 |  | 0 |  | -89.4251 | 43.0751
8012 | 42 | Croydon Generating Station | PA | 42017 | PJME | Oil | 63.4604 | 3.388 | 0.20204 | 9.7288 | 0.58017 | 0.43988 | 0.20204 | 1.524 | 0.7 | -74.8917 | 40.08
2499 | CT01-2 | Narrows Generating Station | NY | 36047 | NYCW3 | Simple Cycle Gas | 35.0933 | 0 | 0 | 9.7245 | 0.3781 | 0.0071844 | 0.0015 | 1.9158 | 0.4 | -74.0209 | 40.6486
55622 | U3 | West Valley Power Plant | UT | 49035 | BASN | Simple Cycle Gas | 40.3625 | 0.42328 | 0.00060013 | 9.7075 | 0.013764 | 0.49248 | 0.00060013 | 11.2798 | 0.013746 | -112.031 | 40.6663
55453 | 2 | Fountain Valley Power Plant | CO | 08041 | RMRG | Simple Cycle Gas | 36.2203 | 0.058844 | 0.00060022 | 9.6517 | 0.098447 | 0.066277 | 0.00060022 | 10.8743 | 0.098479 | -104.6875 | 38.5569
3318 | CT2 | Hilton Head Gas Turbine Site | SC | 45013 | SRCA | Oil | 28.9813 | 4.0121 | 0.50022 | 9.6242 | 1.1999 | 0.88043 | 0.50022 | 2.112 | 1.1999 | -80.6994 | 32.2089
55237 | SCE4 | Shelby County | IL | 17173 | MISC | Simple Cycle Gas | 47.7384 | 0.0456 | 0.0006559 | 9.5695 | 0.13765 | 0.047733 | 0.0006559 | 10.022 | 0.13771 | -88.4772 | 39.2794
7991 | U2 | West Campus Cogeneration Facility | WI | 55025 | MISW | Combined Cycle Gas | 79.1534 | 0.89514 | 0.00084864 | 9.5664 | 0.0090695 | 0 |  | 0 |  | -89.4251 | 43.0751
55148 | 4 | Worthington Generation | IN | 18055 | MISC | Simple Cycle Gas | 44.1657 | 0.06714 | 0.00060009 | 9.5508 | 0.085365 | 0.072161 | 0.00060009 | 10.2665 | 0.085376 | -87.0128 | 39.0717
544 | 13 | Devon | CT | 09009 | ISNE | Simple Cycle Gas | 21.0546 | 0.3042 | 0.036784 | 9.544 | 1.1541 | 0.26714 | 0.036784 | 0.65363 | 0.09 | -73.1092 | 41.2083
1573 | GT4 | Morgantown | MD | 24017 | PJME | Oil | 66.3553 | 5.5633 | 0.30299 | 9.5351 | 0.51931 | 0.72348 | 0.30299 | 1.2399 | 0.51926 | -76.9767 | 38.3592
55232 | CT8 | Marshall | KY | 21157 | SRCE | Simple Cycle Gas | 99.0356 | 0.22168 | 0.00062814 | 9.5348 | 0.027018 | 0.2386 | 0.00062814 | 10.2861 | 0.027079 | -88.3958 | 37.0286
54034 | 1GTDBS | Rensselaer Cogen | NY | 36083 | NYUP | Combined Cycle Gas | 88.9573 | 0.18883 | 0.00060007 | 9.5218 | 0.030259 | 0.10653 | 0.00060007 | 5.3709 | 0.030253 | -73.75 | 42.63
52089 | BLR012 | Celanese Acetate LLC | VA | 51071 | CONUS | Industrial | 40 | 0 | 0 | 9.5177 | 0.030998 | 0 | 0 | 9.5177 | 0.030998 | -80.764 | 37.3451
55478 | CT1 | Lange | SD | 46103 | RMRG | Simple Cycle Gas | 37.7536 | 0.090082 | 0.00060015 | 9.5144 | 0.063387 | 0.09725 | 0.00060015 | 10.2678 | 0.063365 | -103.2608 | 44.1212
50978 | B | Carr Street Generating Station | NY | 36067 | NYUP | Combined Cycle Gas | 39.0006 | 0.22317 | 0.0006588 | 9.5106 | 0.028075 | 0.1259 | 0.0006588 | 5.3642 | 0.028069 | -76.0819 | 43.0611
55232 | CT5 | Marshall | KY | 21157 | SRCE | Simple Cycle Gas | 101.8326 | 0.2153 | 0.00062898 | 9.5049 | 0.027767 | 0.23248 | 0.00062898 | 10.2873 | 0.027832 | -88.3958 | 37.0286
10682 | GT2 | Brush Power Projects | CO | 08087 | RMRG | Simple Cycle Gas | 47.0291 | 0.056794 | 0.00060016 | 9.4762 | 0.10014 | 0.06494 | 0.00060016 | 10.7715 | 0.099546 | -103.631 | 40.2415
56803 | 2 | Panoche Energy Center | CA | 06019 | CANO | Simple Cycle Gas | 107.3823 | 0.52746 | 0.00060004 | 9.4703 | 0.010773 | 0.49917 | 0.00060004 | 9.0165 | 0.010839 | -120.5797 | 36.654
55286 | O-4 | Oleander Power Project | FL | 12009 | FRCC | Simple Cycle Gas | 186.6044 | 0.22665 | 0.00060002 | 9.466 | 0.025059 | 0.26931 | 0.00060002 | 11.2475 | 0.025059 | -80.7947 | 28.3661
976 | 6 | Marion | IL | 17199 | MISC | Simple Cycle Gas | 78.9072 | 0.4496 | 0.0011015 | 9.4627 | 0.023183 | 0.48089 | 0.0011015 | 10.0929 | 0.023118 | -88.955 | 37.6206
56292 | ES5-B | NCEMC Hamlet Plant | NC | 37153 | SRCA | Simple Cycle Gas | 33.2721 | 0.064793 | 0.00060139 | 9.4451 | 0.087667 | 0.068456 | 0.00060139 | 9.9789 | 0.087664 | -79.7421 | 34.8395
6063 | 2 | Electrifarm | IA | 19013 | MISW | Simple Cycle Gas | 61.3758 | 0.91135 | 0.029333 | 9.4362 | 0.30372 | 0.96385 | 0.029333 | 10.0633 | 0.30626 | -92.4186 | 42.4428
55799 | 0025 | Otsego Paper, Inc. | MI | 26005 | CONUS | Industrial | 26.8296 | 0 | 0 | 9.4276 | 0.044243 | 0 | 0 | 9.4276 | 0.044243 | -85.6941 | 42.4641
762 | 3 | Ponca | OK | 40071 | SPPS | Combined Cycle Gas | 85.9025 | 0.089573 | 0.00060011 | 9.4206 | 0.063114 | 0.0092362 | 0.00060011 | 0.97081 | 0.063077 | -97.0868 | 36.7205
8012 | 41 | Croydon Generating Station | PA | 42017 | PJME | Oil | 62.6924 | 3.2651 | 0.20195 | 9.3805 | 0.58018 | 0.4241 | 0.20195 | 1.47 | 0.7 | -74.8917 | 40.08
54605 | 001 | Pratt & Whitney, East Hartford | CT | 09003 | CONUS | Industrial | 32.3952 | 0 | 0 | 9.317 | 0.022662 | 0 | 0 | 9.3155 | 0.022657 | -72.6347 | 41.75
7848 | 3 | Holden Power Plant | MO | 29101 | MISC | Simple Cycle Gas | 116.8965 | 0.20411 | 0.00062752 | 9.3094 | 0.028622 | 0.22049 | 0.00062752 | 10.0928 | 0.028724 | -93.9983 | 38.7538
2271 | 1A | McCook Peaking | NE | 31145 | SPPN | Oil | 32.1967 | 3.8659 | 0.50018 | 9.2742 | 1.1999 | 1.9861 | 0.50018 | 4.7647 | 1.1999 | -100.6511 | 40.2209
7989 | 2 | Sylvarena Generating Plant | MS | 28129 | MISS | Simple Cycle Gas | 45.4487 | 0.063326 | 0.00060018 | 9.2503 | 0.087671 | 0.066391 | 0.00060018 | 9.4385 | 0.085324 | -89.4131 | 31.9842
55453 | 6 | Fountain Valley Power Plant | CO | 08041 | RMRG | Simple Cycle Gas | 35.941 | 0.057915 | 0.00060019 | 9.2141 | 0.095488 | 0.065068 | 0.00060019 | 10.3554 | 0.095518 | -104.6875 | 38.5569
2039 | ERPS11 | Elk River | MN | 27141 | MISW | Simple Cycle Gas | 144.6333 | 0.13981 | 0.0006211 | 9.2062 | 0.040898 | 0.14885 | 0.0006211 | 9.7646 | 0.040745 | -93.5542 | 45.2958
52089 | BLR011 | Celanese Acetate LLC | VA | 51071 | CONUS | Industrial | 40 | 0 | 0 | 9.2002 | 0.029001 | 0 | 0 | 9.2002 | 0.029001 | -80.764 | 37.3451
55232 | CT7 | Marshall | KY | 21157 | SRCE | Simple Cycle Gas | 100.5493 | 0.22492 | 0.00063099 | 9.1906 | 0.025783 | 0.24393 | 0.00063099 | 9.9914 | 0.025846 | -88.3958 | 37.0286
47 | CCT3 | Colbert | AL | 01033 | SRCE | Simple Cycle Gas | 61.8725 | 0.07255 | 0.0031049 | 9.1875 | 0.39319 | 0.078287 | 0.0031049 | 9.914 | 0.39319 | -87.8486 | 34.7439
55243 | CT2-4B | Astoria Gas Turbine Power | NY | 36081 | NYCW | Simple Cycle Gas | 21.6924 | 1.4587 | 0.07701 | 9.1651 | 0.48384 | 0 |  | 0 |  | -73.9133 | 40.7864
55243 | CT2-4A | Astoria Gas Turbine Power | NY | 36081 | NYCW | Simple Cycle Gas | 21.6931 | 1.4588 | 0.077049 | 9.1636 | 0.48397 | 0 |  | 0 |  | -73.9133 | 40.7864
7307 | 5 | Redding Power Plant | CA | 06089 | CANO | Combined Cycle Gas | 62.4871 | 0.60991 | 0.00060014 | 9.153 | 0.0090065 | 0.31652 | 0.00060014 | 4.7232 | 0.0089557 | -122.4253 | 40.5083
47 | CCT1 | Colbert | AL | 01033 | SRCE | Simple Cycle Gas | 61.3475 | 0.07955 | 0.0034227 | 9.1424 | 0.39336 | 0.085905 | 0.0034227 | 9.8728 | 0.39336 | -87.8486 | 34.7439
52089 | BLR014 | Celanese Acetate LLC | VA | 51071 | CONUS | Industrial | 40 | 0 | 0 | 9.1398 | 0.02801 | 0 | 0 | 9.1399 | 0.02801 | -80.764 | 37.3451
55438 | CT03 | Elgin Energy Center, LLC | IL | 17031 | PJMC | Simple Cycle Gas | 123.3507 | 0.1037 | 0.00060005 | 9.1368 | 0.052869 | 0.10908 | 0.00060005 | 9.6091 | 0.052858 | -88.2445 | 41.9997
60903 | 1 | Salem Harbor | MA | 25009 | ISNE | Combined Cycle Gas | 335.963 | 0.71523 | 0.00060003 | 9.1361 | 0.0076646 | 0.28195 | 0.00060003 | 3.6002 | 0.0076617 | -70.8792 | 42.5267
880107 | AB01 | ETMT Marcus Hook Terminal | PA | 42045 | CONUS | Industrial | 28.475 | 0 | 0 | 9.1343 | 0.035521 | 0 | 0 | 9.1352 | 0.035525 | -75.4225 | 39.8083
47 | CCT2 | Colbert | AL | 01033 | SRCE | Simple Cycle Gas | 60.7674 | 0.077 | 0.0033181 | 9.1268 | 0.3933 | 0.08318 | 0.0033181 | 9.8594 | 0.3933 | -87.8486 | 34.7439
7837 | EU1 | Louisa Generation Facility | VA | 51109 | PJMD | Simple Cycle Gas | 104.1855 | 0.1454 | 0.00069309 | 9.1215 | 0.043481 | 0.15328 | 0.00069309 | 9.6359 | 0.043572 | -78.2152 | 38.122
7837 | EU4 | Louisa Generation Facility | VA | 51109 | PJMD | Simple Cycle Gas | 108.5663 | 0.15664 | 0.00069145 | 9.0863 | 0.040109 | 0.16531 | 0.00069145 | 9.6214 | 0.040244 | -78.2152 | 38.122
7981 | 5 | Mill Creek Combustion Turbine Station | SC | 45021 | SRCA | Simple Cycle Gas | 101.8742 | 0.11131 | 0.00084759 | 9.0737 | 0.069092 | 0.11705 | 0.00084759 | 9.5985 | 0.069508 | -81.4306 | 35.1597
56292 | ES4-B | NCEMC Hamlet Plant | NC | 37153 | SRCA | Simple Cycle Gas | 33.8906 | 0.061314 | 0.00060727 | 9.0626 | 0.089758 | 0.064745 | 0.00060727 | 9.5647 | 0.089712 | -79.7421 | 34.8395
7981 | 6 | Mill Creek Combustion Turbine Station | SC | 45021 | SRCA | Simple Cycle Gas | 101.3054 | 0.1041 | 0.00085048 | 9.0554 | 0.073981 | 0.10942 | 0.00085048 | 9.6051 | 0.074658 | -81.4306 | 35.1597
6061 | 3 | R D Morrow Senior Generating Plant | MS | 28073 | MISS | Combined Cycle Gas | 532.8367 | 0.21459 | 0.00060002 | 9.0509 | 0.025307 | 0.11071 | 0.00060002 | 4.6692 | 0.025307 | -89.3933 | 31.2194
56803 | 3 | Panoche Energy Center | CA | 06019 | CANO | Simple Cycle Gas | 106.3788 | 0.50709 | 0.00060003 | 9.0331 | 0.010689 | 0.47562 | 0.00060003 | 8.5617 | 0.010801 | -120.5797 | 36.654
55672 | CT5 | AL Sandersville Energy Facility | GA | 13303 | SRSE | Simple Cycle Gas | 93.5925 | 0.0584 | 0.00063174 | 9.0307 | 0.09769 | 0.058778 | 0.00063174 | 9.0885 | 0.097683 | -82.8608 | 33.1189
55279 | AGS03 | Aurora | IL | 17043 | PJMC | Simple Cycle Gas | 218.8556 | 0.14591 | 0.00060006 | 9.0301 | 0.037135 | 0.15403 | 0.00060006 | 9.5269 | 0.037115 | -88.2265 | 41.8151
55250 | UP6 | University Park Energy | IL | 17197 | PJMC | Simple Cycle Gas | 28.7127 | 0.02885 | 0.00070787 | 9.0195 | 0.2213 | 0.030475 | 0.00070787 | 9.5287 | 0.22133 | -87.7528 | 41.4405
55250 | UP5 | University Park Energy | IL | 17197 | PJMC | Simple Cycle Gas | 28.7221 | 0.0293 | 0.00069266 | 9.002 | 0.21281 | 0.030718 | 0.00069266 | 9.4371 | 0.2128 | -87.7528 | 41.4405
55237 | SCE3 | Shelby County | IL | 17173 | MISC | Simple Cycle Gas | 46.08 | 0.0405 | 0.00065347 | 8.9913 | 0.14508 | 0.041946 | 0.00065347 | 9.2963 | 0.14483 | -88.4772 | 39.2794
55232 | CT3 | Marshall | KY | 21157 | SRCE | Simple Cycle Gas | 101.3109 | 0.20539 | 0.00061942 | 8.9907 | 0.027115 | 0.22149 | 0.00061942 | 9.7222 | 0.027189 | -88.3958 | 37.0286
2434 | U11 | Howard M Down | NJ | 34011 | PJME | Simple Cycle Gas | 65.6374 | 0.20797 | 0.00060009 | 8.9331 | 0.025776 | 0.22164 | 0.00060009 | 9.5312 | 0.025806 | -75.0347 | 39.4889
2499 | CT01-8 | Narrows Generating Station | NY | 36047 | NYCW3 | Simple Cycle Gas | 26.6672 | 0 | 0 | 8.922 | 0.36791 | 0.0049542 | 0.0015 | 1.3211 | 0.4 | -74.0209 | 40.6486
7845 | LCT10 | Lagoon Creek | TN | 47075 | SRCE | Oil | 88.2598 | 0.24992 | 0.0010357 | 8.9199 | 0.036966 | 0.10247 | 0.0010357 | 3.6672 | 0.037064 | -89.3964 | 35.6578
55622 | U4 | West Valley Power Plant | UT | 49035 | BASN | Simple Cycle Gas | 40.4153 | 0.36905 | 0.00060018 | 8.9161 | 0.0145 | 0.42083 | 0.00060018 | 10.1775 | 0.014515 | -112.031 | 40.6663
55453 | 4 | Fountain Valley Power Plant | CO | 08041 | RMRG | Simple Cycle Gas | 35.9362 | 0.057101 | 0.00060017 | 8.9157 | 0.09371 | 0.064255 | 0.00060017 | 10.0394 | 0.093773 | -104.6875 | 38.5569
7765 | 8 | Dahlberg (Jackson County) | GA | 13157 | SRSE | Simple Cycle Gas | 99.8699 | 0.15258 | 0.00061349 | 8.905 | 0.035805 | 0.15363 | 0.00061349 | 9.0203 | 0.036022 | -83.3972 | 34.0386
2514 | U00020 | Glenwood | NY | 36059 | NYCW | Oil | 53.0163 | 0.0121 | 0.00080308 | 8.8946 | 0.59034 | 0.00034336 | 0.00080308 | 0.042756 | 0.1 | -73.6479 | 40.8269
160 | 1 | Apache Station | AZ | 04003 | SRSG | Boiler Gas | 76.8824 | 0.14484 | 0.00060013 | 8.8938 | 0.036851 | 0.2213 | 0.00060013 | 13.5892 | 0.036851 | -109.8931 | 32.0619
6063 | 3 | Electrifarm | IA | 19013 | MISW | Simple Cycle Gas | 60.7897 | 1.9252 | 0.058499 | 8.8778 | 0.26975 | 2.0392 | 0.058499 | 9.1638 | 0.26288 | -92.4186 | 42.4428
2499 | CT02-3 | Narrows Generating Station | NY | 36047 | NYCW3 | Simple Cycle Gas | 33.1481 | 0 | 0 | 8.8674 | 0.37626 | 0.005564 | 0.0015 | 1.4837 | 0.4 | -74.0209 | 40.6486
3006 | 6 | Anadarko | OK | 40015 | SPPS | Combined Cycle Gas | 98.1742 | 0 | 0 | 8.8516 | 0.031042 | 0 | 0 | 0.90744 | 0.030887 | -98.23 | 35.0847
6035 | CTG111 | Greenwood | MI | 26147 | MISE | Simple Cycle Gas | 89.123 | 0.18501 | 0.00060004 | 8.8418 | 0.028676 | 0.19394 | 0.00060004 | 9.2568 | 0.02864 | -82.6964 | 43.1056
6358 | 1 | Hutchinson - Plant 2 | MN | 27085 | MISW | Combined Cycle Gas | 45.3705 | 0.055493 | 0.00063265 | 8.8035 | 0.10036 | 0.0079642 | 0.00063265 | 1.262 | 0.10025 | -94.35 | 44.8889
55970 | 3 | Cosumnes Power Plant | CA | 06067 | CANO | Combined Cycle Gas | 267.5795 | 0.94835 | 0.00060003 | 8.8013 | 0.0055687 | 0.49227 | 0.00060003 | 4.4836 | 0.0054651 | -121.1217 | 38.3461
7238 | **1 | Cane Island | FL | 12097 | FRCC | Simple Cycle Gas | 39.7435 | 0.097077 | 0.00093013 | 8.7738 | 0.084065 | 0.11323 | 0.00093013 | 10.2338 | 0.084068 | -81.533 | 28.2764
60468 | CT-1 | Tejas Power Generation Unit 1 | TX | 48201 | TRE | Simple Cycle Gas | 109.1611 | 0.28248 | 0.00060004 | 8.7656 | 0.01862 | 0.29278 | 0.00060004 | 9.0453 | 0.018538 | -95.4525 | 29.6468
6035 | CTG121 | Greenwood | MI | 26147 | MISE | Simple Cycle Gas | 89.5277 | 0.2078 | 0.00060001 | 8.6986 | 0.025117 | 0.21715 | 0.00060001 | 9.0882 | 0.025112 | -82.6964 | 43.1056
55232 | CT4 | Marshall | KY | 21157 | SRCE | Simple Cycle Gas | 99.8042 | 0.21591 | 0.00063177 | 8.6941 | 0.02544 | 0.23279 | 0.00063177 | 9.4072 | 0.025531 | -88.3958 | 37.0286
2964 | 801N | Southwestern | OK | 40015 | SPPS | Boiler Gas | 40.9489 | 0.058803 | 0.00059998 | 8.6934 | 0.0887 | 0.076666 | 0.00059998 | 11.5371 | 0.090288 | -98.3524 | 35.1009
7845 | LCT7 | Lagoon Creek | TN | 47075 | SRCE | Oil | 94.7692 | 1.0617 | 0.0048997 | 8.6837 | 0.040075 | 0.43581 | 0.0048997 | 3.586 | 0.040317 | -89.3964 | 35.6578
7765 | 6 | Dahlberg (Jackson County) | GA | 13157 | SRSE | Simple Cycle Gas | 106.0041 | 0.14176 | 0.00061896 | 8.6823 | 0.03791 | 0.14273 | 0.00061896 | 8.7387 | 0.037896 | -83.3972 | 34.0386
50463 | 328002 | Procter & Gamble Paper Products | PA | 42131 | PJME | Simple Cycle Gas | 67.1009 | 0 | 0 | 8.6712 | 0.0089284 | 0 | 0 | 9.2021 | 0.0085892 | -76.0426 | 41.573
6046 | **8 | Debary | FL | 12127 | FRCC | Oil | 88.9341 | 0.11524 | 0.0011513 | 8.6625 | 0.086539 | 0.026177 | 0.0011513 | 1.9666 | 0.086493 | -81.3319 | 28.9047
3403 | GCT6 | Gallatin | TN | 47165 | SRCE | Oil | 87.7283 | 0.16966 | 0.00066343 | 8.6608 | 0.033866 | 0.06961 | 0.00066343 | 3.5823 | 0.034142 | -86.4006 | 36.3156
7765 | 2 | Dahlberg (Jackson County) | GA | 13157 | SRSE | Simple Cycle Gas | 99.7524 | 0.15524 | 0.00061668 | 8.6591 | 0.034397 | 0.15631 | 0.00061668 | 8.7848 | 0.034658 | -83.3972 | 34.0386
2503 | BLR116 | 59th Street | NY | 36061 | CONUS | Institutional | 14.1798 | 0 | 0 | 8.657 | 0.10721 | 0 | 0 | 8.6941 | 0.10767 | -73.9911 | 40.7711
7843 | 13 | Pleasant Valley Station | MN | 27099 | MISW | Simple Cycle Gas | 114.2396 | 0.049441 | 0.00059803 | 8.6393 | 0.1045 | 0.054125 | 0.00059803 | 9.5568 | 0.10559 | -92.6819 | 43.7997
6253 | P34 | Germantown Power Plant | WI | 55131 | MISW | Oil | 52.6667 | 0.36285 | 0.050456 | 8.6304 | 1.2001 | 0.78199 | 0.050456 | 18.5999 | 1.2001 | -88.1496 | 43.1952
6824 | 1 | St. Bonifacius Station | MN | 27019 | MISW | Oil | 7.9126 | 0.0089 | 0.0012397 | 8.6158 | 1.2001 | 0.032412 | 0.0012397 | 31.377 | 1.2001 | -93.821 | 44.905
56998 | CT01 | Pueblo Airport Generating Station | CO | 08101 | RMRG | Simple Cycle Gas | 80.5354 | 0.54935 | 0.00060012 | 8.6069 | 0.0094023 | 0.66395 | 0.00060012 | 10.4038 | 0.0094036 | -104.533 | 38.322
55453 | 5 | Fountain Valley Power Plant | CO | 08041 | RMRG | Simple Cycle Gas | 35.824 | 0.055658 | 0.00060023 | 8.6032 | 0.092778 | 0.062493 | 0.00060023 | 9.6626 | 0.092807 | -104.6875 | 38.5569
6824 | 2 | St. Bonifacius Station | MN | 27019 | MISW | Oil | 7.9316 | 0.0091 | 0.00127 | 8.5983 | 1.2 | 0.033161 | 0.00127 | 31.3322 | 1.2 | -93.821 | 44.905
2503 | BLR117 | 59th Street | NY | 36061 | CONUS | Institutional | 14.9182 | 0 | 0 | 8.5825 | 0.10606 | 0 | 0 | 8.629 | 0.10663 | -73.9911 | 40.7711
55243 | CT4-4A | Astoria Gas Turbine Power | NY | 36081 | NYCW | Simple Cycle Gas | 23.9044 | 1.1631 | 0.063839 | 8.5748 | 0.47065 | 0 |  | 0 |  | -73.9133 | 40.7864
7032 | 5 | Gravel Neck Combustion Turbine | VA | 51181 | PJMD | Simple Cycle Gas | 91.2178 | 2.7824 | 0.058194 | 8.5518 | 0.17886 | 3.1103 | 0.058194 | 9.5689 | 0.17903 | -76.6907 | 37.1575
55243 | CT4-4B | Astoria Gas Turbine Power | NY | 36081 | NYCW | Simple Cycle Gas | 23.902 | 1.1631 | 0.063765 | 8.5375 | 0.46803 | 0 |  | 0 |  | -73.9133 | 40.7864
2266 | 1B | Hebron Peaking | NE | 31169 | SPPN | Oil | 35.7302 | 3.5496 | 0.50013 | 8.5165 | 1.2 | 1.8257 | 0.50013 | 4.3805 | 1.2 | -97.5772 | 40.1878
55244 | CTG-3 | Doyle Energy Facility | GA | 13297 | SRSE | Simple Cycle Gas | 61.3894 | 0.052057 | 0.00060002 | 8.516 | 0.098158 | 0.052299 | 0.00060002 | 8.558 | 0.098184 | -83.6996 | 33.8376
10 | CT8 | Greene County | AL | 01063 | SRSE | Simple Cycle Gas | 102.4815 | 1.1038 | 0.012459 | 8.5142 | 0.096108 | 1.1117 | 0.012459 | 8.5661 | 0.096008 | -87.7811 | 32.6017
10 | CT6 | Greene County | AL | 01063 | SRSE | Simple Cycle Gas | 107.1399 | 1.4373 | 0.015048 | 8.4903 | 0.088896 | 1.4475 | 0.015048 | 8.5509 | 0.088894 | -87.7811 | 32.6017
6063 | 1 | Electrifarm | IA | 19013 | MISW | Simple Cycle Gas | 48.0396 | 1.1906 | 0.056183 | 8.4899 | 0.40061 | 1.2306 | 0.056183 | 8.8384 | 0.40354 | -92.4186 | 42.4428
55243 | CT3-1A | Astoria Gas Turbine Power | NY | 36081 | NYCW | Simple Cycle Gas | 22.2531 | 1.2877 | 0.072927 | 8.4721 | 0.47979 | 0 |  | 0 |  | -73.9133 | 40.7864
880093 | 10E | AdvanSix Resins and Chemicals - Hopewell | VA | 51670 | CONUS | Industrial | 22.1037 | 0 | 0 | 8.4716 | 0.025363 | 0 | 0 | 8.4728 | 0.025363 | -77.1621 | 37.1815
7835 | 1 | Rock Springs Generating Facility | MD | 24015 | PJME | Simple Cycle Gas | 186.9359 | 0.15675 | 0.00060003 | 8.4636 | 0.032399 | 0.1651 | 0.00060003 | 8.9151 | 0.032401 | -76.1606 | 39.7183
7929 | 3 | West Gardner Generating Station | KS | 20091 | SPPC | Simple Cycle Gas | 72.7907 | 0.17635 | 0.00060008 | 8.4259 | 0.028672 | 0.1881 | 0.00060008 | 8.9878 | 0.028673 | -94.9856 | 38.7878
54854 | 5 | Sun Peak Generating Station | NV | 32003 | BASN | Simple Cycle Gas | 72.9529 | 0.034988 | 0.00060004 | 8.4214 | 0.14443 | 0.037098 | 0.00060004 | 8.9292 | 0.14443 | -115.034 | 36.1392
7380 | 6B | Midulla Generating Station | FL | 12049 | FRCC | Simple Cycle Gas | 49.7959 | 0.070134 | 0.00060345 | 8.4197 | 0.072446 | 0.083227 | 0.00060345 | 9.9876 | 0.072417 | -81.9625 | 27.6417
7929 | 2 | West Gardner Generating Station | KS | 20091 | SPPC | Simple Cycle Gas | 65.1602 | 0.15908 | 0.00060009 | 8.3609 | 0.03154 | 0.16611 | 0.00060009 | 8.7304 | 0.03154 | -94.9856 | 38.7878
2499 | CT01-4 | Narrows Generating Station | NY | 36047 | NYCW3 | Simple Cycle Gas | 28.1193 | 0 | 0 | 8.3581 | 0.36834 | 0.0038681 | 0.0015 | 1.0315 | 0.4 | -74.0209 | 40.6486
4266 | 4 | Spencer | TX | 48121 | TRE | Boiler Gas | 62.6352 | 0.049801 | 0.00060024 | 8.3554 | 0.1007 | 0.058625 | 0.00060024 | 9.8113 | 0.10045 | -97.1067 | 33.1978
2038 | 1 | Cambridge Station | MN | 27059 | MISW | Oil | 23.3558 | 0.01 | 0.0014375 | 8.3474 | 1.2 | 0.043449 | 0.0014375 | 36.2686 | 1.2 | -93.2081 | 45.601
55279 | AGS08 | Aurora | IL | 17043 | PJMC | Simple Cycle Gas | 54.4338 | 0.062828 | 0.00060005 | 8.32 | 0.079462 | 0.066902 | 0.00060005 | 8.8578 | 0.079446 | -88.2265 | 41.8151
7929 | 1 | West Gardner Generating Station | KS | 20091 | SPPC | Simple Cycle Gas | 74.0597 | 0.16777 | 0.00060005 | 8.3153 | 0.02974 | 0.17936 | 0.00060005 | 8.8894 | 0.02974 | -94.9856 | 38.7878
56026 | PCT2 | Donald Von Raesfeld | CA | 06085 | CANO | Combined Cycle Gas | 78.5986 | 0.79792 | 0.00060011 | 8.3116 | 0.0062511 | 0.41407 | 0.00060011 | 4.3131 | 0.0062509 | -121.9508 | 37.3767
8012 | 12 | Croydon Generating Station | PA | 42017 | PJME | Oil | 65.582 | 2.8835 | 0.20198 | 8.3019 | 0.58152 | 0.37487 | 0.20198 | 1.2992 | 0.7 | -74.8917 | 40.08
7082 | **4 | Harry Allen | NV | 32003 | BASN | Simple Cycle Gas | 95.3869 | 0.19866 | 0.00060005 | 8.2795 | 0.025008 | 0.2271 | 0.00060005 | 9.468 | 0.025017 | -114.9 | 36.425
57943 | CT2 | Lonesome Creek Station | ND | 38053 | SPPN | Simple Cycle Gas | 48.7911 | 0.40735 | 0.00060015 | 8.2777 | 0.012195 | 0.454 | 0.00060015 | 9.2213 | 0.01219 | -103.5783 | 47.7966
6064 | CT4 | Nearman Creek | KS | 20209 | SPPC | Simple Cycle Gas | 70.9872 | 3.4395 | 0.014129 | 8.2645 | 0.03395 | 3.5873 | 0.014129 | 8.6098 | 0.033911 | -94.6972 | 39.1711
2404 | 121 | Kearny Generating Station | NJ | 34017 | PJME | Simple Cycle Gas | 48.5586 | 0.061194 | 0.00061024 | 8.2535 | 0.082306 | 0.064347 | 0.00061024 | 8.667 | 0.082195 | -74.1 | 40.7375
55243 | CT3-1B | Astoria Gas Turbine Power | NY | 36081 | NYCW | Simple Cycle Gas | 22.3003 | 1.2129 | 0.0699 | 8.2499 | 0.47543 | 0 |  | 0 |  | -73.9133 | 40.7864
6253 | P35 | Germantown Power Plant | WI | 55131 | MISW | Oil | 52.6667 | 0.34645 | 0.050456 | 8.2402 | 1.2001 | 0.63276 | 0.050456 | 15.05 | 1.2001 | -88.1496 | 43.1952
52168 | 00001 | Riverbay Corp.- Co-Op City | NY | 36005 | CONUS | EGU-Other | 27.7997 | 0 | 0 | 8.2341 | 0.089067 | 0 | 0 | 8.7643 | 0.089067 | -73.8258 | 40.8697
55218 | 2 | Hinds Energy Facility | MS | 28049 | MISS | Simple Cycle Gas | 32.9644 | 0.106 | 0.00060021 | 8.2321 | 0.046613 | 0.11855 | 0.00060021 | 9.215 | 0.046653 | -90.2169 | 32.3781
350 | 2 | Ormond Beach Generating Station | CA | 06111 | CASO | Boiler Gas | 689.1597 | 0.68733 | 0.00060002 | 8.2056 | 0.0071633 | 0.62532 | 0.00060002 | 7.4633 | 0.0071613 | -119.1689 | 34.1292
377 | 4 | Grayson Power Plant | CA | 06037 | CASO | Boiler Gas | 44.9642 | 0.15178 | 0.00056702 | 8.2019 | 0.030641 | 0.11852 | 0.00056702 | 6.4317 | 0.030772 | -118.2782 | 34.1556
7960 | KCT1 | Kemper County | MS | 28069 | SRCE | Oil | 102.3346 | 0.14849 | 0.00062888 | 8.1814 | 0.034649 | 0.060912 | 0.00062888 | 3.3805 | 0.034902 | -88.6057 | 32.7976
3116 | 031 | Tolna | PA | 42133 | PJME | Oil | 24.6571 | 1.2337 | 0.10099 | 8.172 | 0.66893 | 0.16059 | 0.10099 | 1.0634 | 0.66871 | -76.6345 | 39.7636
55453 | 1 | Fountain Valley Power Plant | CO | 08041 | RMRG | Simple Cycle Gas | 35.1942 | 0.058275 | 0.00060021 | 8.165 | 0.084098 | 0.065848 | 0.00060021 | 9.2349 | 0.084177 | -104.6875 | 38.5569
55438 | CT01 | Elgin Energy Center, LLC | IL | 17031 | PJMC | Simple Cycle Gas | 125.1638 | 0.091361 | 0.00060004 | 8.1499 | 0.053527 | 0.096152 | 0.00060004 | 8.5711 | 0.053488 | -88.2445 | 41.9997
55381 | CT-003 | Commonwealth Chesapeake | VA | 51001 | PJME | Oil | 47.3133 | 0.05141 | 0.00086849 | 8.1307 | 0.13735 | 0.0066826 | 0.00086849 | 1.0568 | 0.13735 | -75.54 | 37.9667
3403 | GCT5 | Gallatin | TN | 47165 | SRCE | Oil | 94.1556 | 0.14504 | 0.00060008 | 8.1192 | 0.033591 | 0.059513 | 0.00060008 | 3.349 | 0.033768 | -86.4006 | 36.3156
880093 | 10F | AdvanSix Resins and Chemicals - Hopewell | VA | 51670 | CONUS | Industrial | 21.0264 | 0 | 0 | 8.0783 | 0.024568 | 0 | 0 | 8.081 | 0.024568 | -77.1621 | 37.1815
50449 | 1 | Indeck-Silver Springs Energy Center | NY | 36121 | NYUP | Combined Cycle Gas | 65.9804 | 0.04515 | 0.00060016 | 8.0781 | 0.10738 | 0.025508 | 0.00060016 | 4.562 | 0.10734 | -78.0772 | 42.6544
56298 | CT002 | Roseville Energy Park | CA | 06061 | CANO | Combined Cycle Gas | 85.3854 | 0.76228 | 0.00060011 | 8.0645 | 0.0063489 | 0.39563 | 0.00060011 | 4.1855 | 0.0063487 | -121.3823 | 38.7926
3576 | BW3 | Ray Olinger | TX | 48085 | TRE | Boiler Gas | 134.4171 | 0.096165 | 0.00060046 | 8.0546 | 0.050293 | 0.11725 | 0.00060046 | 9.8605 | 0.050496 | -96.4519 | 33.0667
4014 | 6 | Wheaton Generating Plant | WI | 55017 | MISW | Oil | 57.2639 | 3.3436 | 0.50008 | 8.0235 | 1.2 | 7.7788 | 0.50008 | 18.6661 | 1.2 | -91.5159 | 44.8847
55232 | CT2 | Marshall | KY | 21157 | SRCE | Simple Cycle Gas | 100.1633 | 0.19423 | 0.0006332 | 8.0182 | 0.026139 | 0.20947 | 0.0006332 | 8.6897 | 0.026268 | -88.3958 | 37.0286
2499 | CT01-3 | Narrows Generating Station | NY | 36047 | NYCW3 | Simple Cycle Gas | 22.3665 | 0 | 0 | 8.0122 | 0.36904 | 0.0054117 | 0.0015 | 1.4431 | 0.4 | -74.0209 | 40.6486
55148 | 2 | Worthington Generation | IN | 18055 | MISC | Simple Cycle Gas | 45.1958 | 0.05369 | 0.00060009 | 8.009 | 0.089517 | 0.057827 | 0.00060009 | 8.6253 | 0.089508 | -87.0128 | 39.0717
55622 | U5 | West Valley Power Plant | UT | 49035 | BASN | Simple Cycle Gas | 39.1904 | 0.3341 | 0.00060015 | 8.0054 | 0.01438 | 0.37081 | 0.00060015 | 8.8945 | 0.014396 | -112.031 | 40.6663
7258 | **8 | 48th Street Peaking Station | MI | 26005 | MISE | Simple Cycle Gas | 40.4263 | 0.053399 | 0.00088739 | 7.9794 | 0.1326 | 0.057711 | 0.00088739 | 8.6367 | 0.1328 | -86.0853 | 42.7553
55381 | CT-002 | Commonwealth Chesapeake | VA | 51001 | PJME | Oil | 47.1145 | 0.053942 | 0.00085836 | 7.9699 | 0.12682 | 0.0070129 | 0.00085836 | 1.0368 | 0.1269 | -75.54 | 37.9667
6112 | 5 | Fort St. Vrain | CO | 08123 | RMRG | Simple Cycle Gas | 139.2504 | 0.13717 | 0.00060007 | 7.958 | 0.034814 | 0.1536 | 0.00060007 | 8.912 | 0.034817 | -104.8742 | 40.2461
55286 | O-1 | Oleander Power Project | FL | 12009 | FRCC | Simple Cycle Gas | 186.5732 | 0.18298 | 0.00060002 | 7.9045 | 0.025921 | 0.21714 | 0.00060002 | 9.3804 | 0.025921 | -80.7947 | 28.3661
7960 | KCT3 | Kemper County | MS | 28069 | SRCE | Oil | 103.0888 | 0.16759 | 0.00063193 | 7.8947 | 0.029769 | 0.068721 | 0.00063193 | 3.2479 | 0.029866 | -88.6057 | 32.7976
1728 | CTG111 | Delray | MI | 26163 | MISE | Simple Cycle Gas | 83.3829 | 0.10934 | 0.00060012 | 7.8937 | 0.043324 | 0.11838 | 0.00060012 | 8.5636 | 0.043413 | -83.1019 | 42.2947
5083 | 004001 | Cumberland Energy Center | NJ | 34011 | PJME | Simple Cycle Gas | 87.6965 | 0.055663 | 0.00058325 | 7.881 | 0.082579 | 0.057094 | 0.00058325 | 8.1377 | 0.083132 | -74.9654 | 39.3757
58562 | GT-1 | Montana Power Station | TX | 48141 | SRSG | Simple Cycle Gas | 85.3033 | 0.4177 | 0.00060746 | 7.8697 | 0.011445 | 0.48626 | 0.00060746 | 9.16 | 0.011443 | -106.2106 | 31.8235
8049 | **11 | Intercession City | FL | 12097 | FRCC | Oil | 164.0613 | 0.51798 | 0.011346 | 7.865 | 0.17228 | 0.11902 | 0.011346 | 1.8094 | 0.17249 | -81.5486 | 28.2628
56908 | 2B | Dave Gates Generating Station | MT | 30023 | NWPP | Simple Cycle Gas | 26.1473 | 0.33523 | 0.00067293 | 7.8633 | 0.015785 | 0.23049 | 0.00067293 | 5.3901 | 0.015737 | -112.8755 | 46.1066
6253 | P32 | Germantown Power Plant | WI | 55131 | MISW | Oil | 52.6667 | 0.33005 | 0.050457 | 7.8498 | 1.2001 | 0.39331 | 0.050457 | 9.3544 | 1.2001 | -88.1496 | 43.1952
1678 | 2 | Waters River | MA | 25009 | ISNE | Simple Cycle Gas | 40.5707 | 0 | 0 | 7.8425 | 0.24496 | 0 | 0 | 7.5137 | 0.24563 | -70.9236 | 42.5428
55672 | CT6 | AL Sandersville Energy Facility | GA | 13303 | SRSE | Simple Cycle Gas | 92.7582 | 0.0457 | 0.0006212 | 7.8095 | 0.10615 | 0.046001 | 0.0006212 | 7.8594 | 0.10613 | -82.8608 | 33.1189
56908 | 2A | Dave Gates Generating Station | MT | 30023 | NWPP | Simple Cycle Gas | 26.0081 | 0.33402 | 0.00067216 | 7.7534 | 0.015603 | 0.21614 | 0.00067216 | 5.0132 | 0.01559 | -112.8755 | 46.1066
55232 | CT1 | Marshall | KY | 21157 | SRCE | Simple Cycle Gas | 100.4665 | 0.19037 | 0.00063175 | 7.7498 | 0.025718 | 0.20508 | 0.00063175 | 8.3843 | 0.025827 | -88.3958 | 37.0286
7929 | 4 | West Gardner Generating Station | KS | 20091 | SPPC | Simple Cycle Gas | 66.0267 | 0.15224 | 0.00060009 | 7.7263 | 0.030456 | 0.15803 | 0.00060009 | 8.0201 | 0.030456 | -94.9856 | 38.7878
56803 | 1 | Panoche Energy Center | CA | 06019 | CANO | Simple Cycle Gas | 107.0459 | 0.47573 | 0.00060006 | 7.7121 | 0.0097278 | 0.45061 | 0.00060006 | 7.3371 | 0.0097706 | -120.5797 | 36.654
63335 | CT-8 | HO Clarke Generating | TX | 48201 | TRE | Simple Cycle Gas | 44.1597 | 0.12295 | 0.00060014 | 7.7054 | 0.037611 | 0.12682 | 0.00060014 | 7.6367 | 0.036139 | -95.4517 | 29.6454
54556 | B08 | Ingredion Incorporated Argo Plant | IL | 17031 | CONUS | Industrial | 39.5876 | 0 | 0 | 7.7038 | 0.006967 | 0 | 0 | 7.7032 | 0.0069662 | -87.8233 | 41.7775
55279 | AGS05 | Aurora | IL | 17043 | PJMC | Simple Cycle Gas | 55.1283 | 0.055281 | 0.00060016 | 7.6865 | 0.083448 | 0.058388 | 0.00060016 | 8.1185 | 0.083448 | -88.2265 | 41.8151
160 | 4 | Apache Station | AZ | 04003 | SRSG | Simple Cycle Gas | 38.4744 | 0.19588 | 0.00060012 | 7.6648 | 0.023482 | 0.21269 | 0.00060012 | 8.3452 | 0.023547 | -109.8931 | 32.0619
55102 | 1 | Livingston Generating Station | MI | 26137 | MISE | Simple Cycle Gas | 34.2739 | 0.014979 | 0.00059999 | 7.661 | 0.30686 | 0.015731 | 0.00059999 | 8.0456 | 0.30687 | -84.7332 | 45.0291
2404 | 122 | Kearny Generating Station | NJ | 34017 | PJME | Simple Cycle Gas | 46.3959 | 0.055134 | 0.0006128 | 7.6366 | 0.08488 | 0.057842 | 0.0006128 | 7.9984 | 0.084739 | -74.1 | 40.7375
55279 | AGS04 | Aurora | IL | 17043 | PJMC | Simple Cycle Gas | 209.9404 | 0.1208 | 0.00060002 | 7.6253 | 0.037877 | 0.12743 | 0.00060002 | 8.0414 | 0.037863 | -88.2265 | 41.8151
7845 | LCT2 | Lagoon Creek | TN | 47075 | SRCE | Oil | 106.6204 | 0.15428 | 0.00065489 | 7.623 | 0.032358 | 0.063269 | 0.00065489 | 3.2264 | 0.033396 | -89.3964 | 35.6578
55279 | AGS07 | Aurora | IL | 17043 | PJMC | Simple Cycle Gas | 55.5611 | 0.057309 | 0.00060009 | 7.6042 | 0.079624 | 0.06053 | 0.00060009 | 8.0332 | 0.07964 | -88.2265 | 41.8151
55250 | UP1 | University Park Energy | IL | 17197 | PJMC | Simple Cycle Gas | 28.5941 | 0.0231 | 0.00068734 | 7.6026 | 0.22622 | 0.024131 | 0.00068734 | 7.9372 | 0.22609 | -87.7528 | 41.4405
57943 | CT4 | Lonesome Creek Station | ND | 38053 | SPPN | Simple Cycle Gas | 52.6775 | 0.42379 | 0.00060014 | 7.5905 | 0.010749 | 0.46583 | 0.00060014 | 8.2979 | 0.01069 | -103.5783 | 47.7966
7960 | KCT2 | Kemper County | MS | 28069 | SRCE | Oil | 104.0335 | 0.16466 | 0.00063262 | 7.5755 | 0.029104 | 0.067524 | 0.00063262 | 3.1186 | 0.029217 | -88.6057 | 32.7976
8049 | **9 | Intercession City | FL | 12097 | FRCC | Oil | 82.173 | 0.071494 | 0.00076953 | 7.5733 | 0.081516 | 0.016286 | 0.00076953 | 1.7256 | 0.081534 | -81.5486 | 28.2628
7765 | 7 | Dahlberg (Jackson County) | GA | 13157 | SRSE | Simple Cycle Gas | 99.2432 | 0.11381 | 0.00061723 | 7.5595 | 0.040997 | 0.11458 | 0.00061723 | 7.6389 | 0.041149 | -83.3972 | 34.0386
2038 | 2 | Cambridge Station | MN | 27059 | MISW | Simple Cycle Gas | 160.1651 | 0.10927 | 0.00060003 | 7.5247 | 0.04132 | 0.1189 | 0.00060003 | 8.1088 | 0.040921 | -93.2081 | 45.601
55285 | WH01 | Wolf Hills Energy | VA | 51191 | PJMW | Simple Cycle Gas | 29.126 | 0.0182 | 0.0006266 | 7.5198 | 0.25889 | 0.019419 | 0.0006266 | 8.0223 | 0.25885 | -82.1022 | 36.6643
7964 | CT2A | Peno Creek Energy Center | MO | 29163 | MISC | Simple Cycle Gas | 31.485 | 0.045148 | 0.00048801 | 7.5194 | 0.081279 | 0.048783 | 0.00048801 | 8.1229 | 0.081258 | -91.2295 | 39.3531
7380 | 4A | Midulla Generating Station | FL | 12049 | FRCC | Simple Cycle Gas | 50.332 | 0.054953 | 0.00060442 | 7.5137 | 0.08264 | 0.065204 | 0.00060442 | 8.9298 | 0.082776 | -81.9625 | 27.6417
6253 | P33 | Germantown Power Plant | WI | 55131 | MISW | Oil | 52.6667 | 0.3157 | 0.050458 | 7.5084 | 1.2001 | 0.32675 | 0.050458 | 7.7715 | 1.2001 | -88.1496 | 43.1952
55279 | AGS06 | Aurora | IL | 17043 | PJMC | Simple Cycle Gas | 55.5075 | 0.057505 | 0.00060014 | 7.4965 | 0.078235 | 0.060759 | 0.00060014 | 7.9173 | 0.078203 | -88.2265 | 41.8151
3403 | GCT8 | Gallatin | TN | 47165 | SRCE | Oil | 100.9496 | 0.16154 | 0.00062553 | 7.4754 | 0.028947 | 0.06627 | 0.00062553 | 3.0787 | 0.02906 | -86.4006 | 36.3156
3406 | JCT2 | Johnsonville | TN | 47085 | SRCE | Simple Cycle Gas | 70.8564 | 0.95305 | 0.043983 | 7.4707 | 0.34477 | 1.0295 | 0.043983 | 8.0994 | 0.34604 | -87.9861 | 36.0278
880030 | B034 | BP Husky Refining LLC | OH | 39095 | CONUS | Industrial | 27.3265 | 0 | 0 | 7.4533 | 0.029721 | 0 | 0 | 7.4533 | 0.029721 | -83.4539 | 41.6786
7765 | 10 | Dahlberg (Jackson County) | GA | 13157 | SRSE | Simple Cycle Gas | 103.2245 | 0.13467 | 0.00061389 | 7.4472 | 0.033947 | 0.1356 | 0.00061389 | 7.5064 | 0.033984 | -83.3972 | 34.0386
2399 | 124 | Burlington Generating Station | NJ | 34005 | PJME | Simple Cycle Gas | 44.6711 | 0.053168 | 0.00072376 | 7.4173 | 0.10097 | 0.055029 | 0.00072376 | 7.6732 | 0.10092 | -74.8781 | 40.0753
55386 | B-3 | Columbia Energy Center (SC) | SC | 45017 | SRCA | Boiler Gas | 43.1237 | 0 | 0 | 7.4059 | 0.032329 | 0 | 0 | 8.274 | 0.032245 | -81.0183 | 33.8692
57881 | CT3 | Pioneer Generating Station | ND | 38105 | SPPN | Simple Cycle Gas | 43.9585 | 0.37416 | 0.00060013 | 7.3976 | 0.011865 | 0.403 | 0.00060013 | 7.9677 | 0.011865 | -103.9528 | 48.2325
1383 | RT | Robert Reid | KY | 21233 | MISC | Simple Cycle Gas | 60.988 | 0.6336 | 0.059989 | 7.3934 | 0.70001 | 0.66352 | 0.059989 | 7.7427 | 0.70002 | -87.5033 | 37.6467
883 | 311 | Waukegan | IL | 17097 | PJMC | Oil | 46.0833 | 3.0781 | 0.50002 | 7.3871 | 1.2 | 0 |  | 0 |  | -87.8133 | 42.3833
55285 | WH07 | Wolf Hills Energy | VA | 51191 | PJMW | Simple Cycle Gas | 24.09 | 0.0155 | 0.00058897 | 7.3676 | 0.27995 | 0.016849 | 0.00058897 | 8.0248 | 0.2805 | -82.1022 | 36.6643
2499 | CT02-8 | Narrows Generating Station | NY | 36047 | NYCW3 | Simple Cycle Gas | 13.961 | 0 | 0 | 7.3479 | 0.36004 | 0.0013704 | 0.0015 | 0.36544 | 0.4 | -74.0209 | 40.6486
50450 | 1 | Indeck-Oswego Energy Center | NY | 36075 | NYUP | Combined Cycle Gas | 63.9694 | 0.036425 | 0.00060016 | 7.3334 | 0.12083 | 0.020584 | 0.00060016 | 4.144 | 0.12082 | -76.4965 | 43.4682
7237 | 3 | Angus Anson | SD | 46099 | MISW | Simple Cycle Gas | 120.8864 | 0.054876 | 0.00060376 | 7.3221 | 0.080559 | 0.060246 | 0.00060376 | 8.0583 | 0.080757 | -96.6369 | 43.6033
55148 | 3 | Worthington Generation | IN | 18055 | MISC | Simple Cycle Gas | 43.5815 | 0.052318 | 0.00060012 | 7.307 | 0.083817 | 0.056062 | 0.00060012 | 7.8285 | 0.083801 | -87.0128 | 39.0717
56298 | CT001 | Roseville Energy Park | CA | 06061 | CANO | Combined Cycle Gas | 89.3747 | 0.74834 | 0.00060012 | 7.3044 | 0.0058577 | 0.38839 | 0.00060012 | 3.7905 | 0.005857 | -121.3823 | 38.7926
2399 | 121 | Burlington Generating Station | NJ | 34005 | PJME | Simple Cycle Gas | 47.5363 | 0.053148 | 0.00074415 | 7.2843 | 0.10199 | 0.055929 | 0.00074415 | 7.6358 | 0.1016 | -74.8781 | 40.0753
55243 | CT4-1A | Astoria Gas Turbine Power | NY | 36081 | NYCW | Simple Cycle Gas | 22.7408 | 1.398 | 0.096225 | 7.2835 | 0.50133 | 0 |  | 0 |  | -73.9133 | 40.7864
56041 | M2 | Malburg Generating Station | CA | 06037 | CASO | Combined Cycle Gas | 73.6431 | 0.61424 | 0.0006001 | 7.2795 | 0.007112 | 0.12153 | 0.0006001 | 1.4405 | 0.0071129 | -118.2219 | 33.9983
7845 | LCT11 | Lagoon Creek | TN | 47075 | SRCE | Oil | 87.4473 | 0.15182 | 0.00069872 | 7.2767 | 0.03349 | 0.062314 | 0.00069872 | 2.9937 | 0.033568 | -89.3964 | 35.6578
1233 | 4 | Fort Dodge aka Judson Large | KS | 20057 | SPPC | Boiler Gas | 126.6185 | 0.032616 | 0.00060017 | 7.2697 | 0.13377 | 0.021819 | 0.00060017 | 4.707 | 0.12948 | -99.9501 | 37.7328
3399 | B1 | Cumberland | TN | 47161 | CONUS | EGU-Other | 34.92 | 0 | 0 | 7.2695 | 0.063 | 0 | 0 | 7.2695 | 0.063 | -87.6539 | 36.3903
6253 | P30 | Germantown Power Plant | WI | 55131 | MISW | Oil | 52.6667 | 0.30545 | 0.050457 | 7.2648 | 1.2001 | 0.26638 | 0.050457 | 6.3356 | 1.2001 | -88.1496 | 43.1952
7845 | LCT9 | Lagoon Creek | TN | 47075 | SRCE | Oil | 87.7968 | 0.15831 | 0.00078522 | 7.2596 | 0.036009 | 0.064784 | 0.00078522 | 2.9765 | 0.036078 | -89.3964 | 35.6578
57881 | CT1 | Pioneer Generating Station | ND | 38105 | SPPN | Simple Cycle Gas | 44.3256 | 0.32346 | 0.00060008 | 7.2555 | 0.01346 | 0.34995 | 0.00060008 | 7.8481 | 0.013457 | -103.9528 | 48.2325
50292 | GT3 | Bethpage Energy Center | NY | 36059 | NYCW | Simple Cycle Gas | 47.3677 | 0.5869 | 0.00060012 | 7.2446 | 0.0074078 | 0.23178 | 0.00060012 | 2.8447 | 0.0073653 | -73.4994 | 40.7469
10 | CT4 | Greene County | AL | 01063 | SRSE | Simple Cycle Gas | 106.363 | 1.0605 | 0.013346 | 7.2393 | 0.091104 | 1.0673 | 0.013346 | 7.2664 | 0.090867 | -87.7811 | 32.6017
7960 | KCT4 | Kemper County | MS | 28069 | SRCE | Oil | 103.4565 | 0.14798 | 0.00063011 | 7.2387 | 0.030823 | 0.060701 | 0.00063011 | 2.9808 | 0.030942 | -88.6057 | 32.7976
55250 | UP11 | University Park Energy | IL | 17197 | PJMC | Simple Cycle Gas | 28.6819 | 0.0246 | 0.00069357 | 7.2333 | 0.20394 | 0.025868 | 0.00069357 | 7.6074 | 0.20397 | -87.7528 | 41.4405
116 | GT5 | Ocotillo Power Plant | AZ | 04013 | SRSG | Simple Cycle Gas | 111.2623 | 0.52704 | 0.00060007 | 7.2283 | 0.0082299 | 0.60537 | 0.00060007 | 8.3022 | 0.0082294 | -111.9122 | 33.4225
6253 | P36 | Germantown Power Plant | WI | 55131 | MISW | Oil | 52.6667 | 0.3034 | 0.050457 | 7.2162 | 1.2001 | 0.23023 | 0.050457 | 5.4758 | 1.2001 | -88.1496 | 43.1952
6253 | P31 | Germantown Power Plant | WI | 55131 | MISW | Oil | 52.6667 | 0.3034 | 0.050457 | 7.216 | 1.2001 | 0.1496 | 0.050457 | 3.558 | 1.2001 | -88.1496 | 43.1952
55279 | AGS10 | Aurora | IL | 17043 | PJMC | Simple Cycle Gas | 53.2216 | 0.060925 | 0.00060012 | 7.2004 | 0.070925 | 0.064354 | 0.00060012 | 7.6059 | 0.070926 | -88.2265 | 41.8151
8056 | 4 | Waterford 1 & 2 | LA | 22089 | MISS | Oil | 36.9319 | 2.9565 | 0.050516 | 7.1931 | 0.12291 | 0 |  | 0 |  | -90.4758 | 29.9994
3403 | GCT7 | Gallatin | TN | 47165 | SRCE | Oil | 100.9254 | 0.20574 | 0.0007805 | 7.1765 | 0.027225 | 0.084397 | 0.0007805 | 2.9656 | 0.027425 | -86.4006 | 36.3156
50479 | 6 | GP Big Island, LLC | VA | 51019 | CONUS | Industrial | 20.1532 | 0 | 0 | 7.1301 | 0.024118 | 0 | 0 | 7.1301 | 0.024118 | -79.3508 | 37.5229
55243 | CT4-3B | Astoria Gas Turbine Power | NY | 36081 | NYCW | Simple Cycle Gas | 23.4214 | 1.4665 | 0.10703 | 7.1188 | 0.51956 | 0 |  | 0 |  | -73.9133 | 40.7864
55199 | 9 | Elwood Energy Facility | IL | 17197 | PJMC | Simple Cycle Gas | 183.5833 | 0.12839 | 0.00060001 | 7.1136 | 0.033244 | 0.13555 | 0.00060001 | 7.5077 | 0.033233 | -88.1236 | 41.4388
3318 | CT1 | Hilton Head Gas Turbine Site | SC | 45013 | SRCA | Oil | 29.1665 | 2.9616 | 0.50004 | 7.1073 | 1.2 | 0.64532 | 0.50004 | 1.5486 | 1.2 | -80.6994 | 32.2089
56603 | SJCCT2 | San Jacinto County Peaking Facility | TX | 48407 | MISS | Simple Cycle Gas | 82.9047 | 0.14697 | 0.00060006 | 7.0823 | 0.028915 | 0.15666 | 0.00060006 | 7.5328 | 0.028852 | -95.0119 | 30.4192
7765 | 5 | Dahlberg (Jackson County) | GA | 13157 | SRSE | Simple Cycle Gas | 99.768 | 0.11353 | 0.00061758 | 7.077 | 0.038496 | 0.1143 | 0.00061758 | 7.1702 | 0.038741 | -83.3972 | 34.0386
683 | **C | Indian River (683) | FL | 12009 | FRCC | Simple Cycle Gas | 94.6493 | 2.1228 | 0.019879 | 7.0743 | 0.066247 | 2.3894 | 0.019879 | 7.9626 | 0.066245 | -80.7825 | 28.4933
57515 | GT1 | Walnut Creek Energy Park | CA | 06037 | CASO | Simple Cycle Gas | 99.7886 | 0.32583 | 0.00060007 | 7.0701 | 0.013021 | 0.40242 | 0.00060007 | 8.7129 | 0.012992 | -117.943 | 34.0078
55243 | CT4-3A | Astoria Gas Turbine Power | NY | 36081 | NYCW | Simple Cycle Gas | 23.4178 | 1.4665 | 0.10678 | 7.0581 | 0.5139 | 0 |  | 0 |  | -73.9133 | 40.7864
55279 | AGS09 | Aurora | IL | 17043 | PJMC | Simple Cycle Gas | 54.0691 | 0.054666 | 0.0006001 | 7.047 | 0.077359 | 0.057731 | 0.0006001 | 7.4425 | 0.077362 | -88.2265 | 41.8151
55243 | CT3-4B | Astoria Gas Turbine Power | NY | 36081 | NYCW | Simple Cycle Gas | 23.4214 | 0.75705 | 0.048155 | 7.0422 | 0.44794 | 0 |  | 0 |  | -73.9133 | 40.7864
55433 | CTG-3 | Bayou Cove Peaking Power Plant | LA | 22001 | MISS | Simple Cycle Gas | 86.2769 | 0.072597 | 0.00060011 | 7.036 | 0.058161 | 0.078658 | 0.00060011 | 7.615 | 0.058098 | -92.5994 | 30.2825
55243 | CT3-4A | Astoria Gas Turbine Power | NY | 36081 | NYCW | Simple Cycle Gas | 23.4214 | 0.75705 | 0.048155 | 7.0351 | 0.44749 | 0 |  | 0 |  | -73.9133 | 40.7864
56041 | M1 | Malburg Generating Station | CA | 06037 | CASO | Combined Cycle Gas | 73.3165 | 0.57599 | 0.00060015 | 7.0288 | 0.0073236 | 0.10755 | 0.00060015 | 1.3119 | 0.0073202 | -118.2219 | 33.9983
55244 | CTG-2 | Doyle Energy Facility | GA | 13297 | SRSE | Simple Cycle Gas | 59.2224 | 0.046528 | 0.00060001 | 7.0123 | 0.090428 | 0.046363 | 0.00060001 | 6.9907 | 0.090472 | -83.6996 | 33.8376
116 | GT3 | Ocotillo Power Plant | AZ | 04013 | SRSG | Simple Cycle Gas | 109.8289 | 0.49443 | 0.00060006 | 6.9996 | 0.008495 | 0.5676 | 0.00060006 | 8.0336 | 0.0084931 | -111.9122 | 33.4225
57943 | CT5 | Lonesome Creek Station | ND | 38053 | SPPN | Simple Cycle Gas | 53.2506 | 0.32409 | 0.00060013 | 6.9898 | 0.012943 | 0.35777 | 0.00060013 | 7.72 | 0.01295 | -103.5783 | 47.7966
55250 | UP7 | University Park Energy | IL | 17197 | PJMC | Simple Cycle Gas | 28.7838 | 0.01835 | 0.00067253 | 6.988 | 0.25611 | 0.019146 | 0.00067253 | 7.2917 | 0.25613 | -87.7528 | 41.4405
1068 | 3A | Marshalltown CTs | IA | 19127 | MISW | Simple Cycle Gas | 33.2105 | 0.018243 | 0.00060015 | 6.9868 | 0.22984 | 0.019571 | 0.00060015 | 7.508 | 0.23023 | -92.8596 | 42.0475
6741 | 1 | Rock Lake Station | MN | 27115 | MISW | Oil | 22.5876 | 0.00925 | 0.0015971 | 6.9496 | 1.1999 | 0.038109 | 0.0015971 | 28.6322 | 1.2 | -92.9702 | 45.819
389 | 3-1 | El Centro | CA | 06025 | SRSG | Combined Cycle Gas | 57.5308 | 0.76805 | 0.00060013 | 6.9441 | 0.0054259 | 0.22198 | 0.00060013 | 2.0062 | 0.005424 | -115.54 | 32.8022
52130 | 3SPS33 | BP Whiting Business Unit | IN | 18089 | CONUS | Industrial | 47.2281 | 0 | 0 | 6.9323 | 0.022402 | 0 | 0 | 6.9323 | 0.022402 | -87.4803 | 41.6703
7981 | 4 | Mill Creek Combustion Turbine Station | SC | 45021 | SRCA | Simple Cycle Gas | 102.0275 | 0.09522 | 0.00082761 | 6.9294 | 0.060227 | 0.10008 | 0.00082761 | 7.3202 | 0.060535 | -81.4306 | 35.1597
8007 | U00001 | Holtsville Facility | NY | 36103 | NYCW | Oil | 31.0367 | 0.0066 | 0.00067132 | 6.913 | 0.70315 | 0.00018463 | 0.00067132 | 0.027503 | 0.1 | -73.0664 | 40.8153
7765 | 1 | Dahlberg (Jackson County) | GA | 13157 | SRSE | Simple Cycle Gas | 99.5076 | 0.11445 | 0.00061606 | 6.8996 | 0.03714 | 0.11523 | 0.00061606 | 7.0004 | 0.037429 | -83.3972 | 34.0386
55477 | CT2 | Neil Simpson II (CT2) | WY | 56005 | RMRG | Simple Cycle Gas | 35.6561 | 0.072517 | 0.00060019 | 6.8899 | 0.057024 | 0.079004 | 0.00060019 | 7.5078 | 0.057035 | -105.3841 | 44.2853
1230 | 1 | Cimarron River | KS | 20175 | SPPC | Boiler Gas | 64.9547 | 0.017544 | 0.00060004 | 6.8767 | 0.2352 | 0.011366 | 0.00060004 | 4.4567 | 0.23527 | -100.7639 | 37.159
7336 | ACT2 | Anderson | IN | 18095 | PJMW | Simple Cycle Gas | 44.6781 | 0.058269 | 0.0012853 | 6.8573 | 0.15126 | 0.061982 | 0.0012853 | 7.3083 | 0.15156 | -85.7389 | 40.0529
55243 | CT4-1B | Astoria Gas Turbine Power | NY | 36081 | NYCW | Simple Cycle Gas | 22.7415 | 1.398 | 0.096168 | 6.8304 | 0.46986 | 0 |  | 0 |  | -73.9133 | 40.7864
2399 | 122 | Burlington Generating Station | NJ | 34005 | PJME | Simple Cycle Gas | 49.4731 | 0.052805 | 0.00074768 | 6.8253 | 0.096641 | 0.055563 | 0.00074768 | 7.1761 | 0.096565 | -74.8781 | 40.0753
7380 | 7B | Midulla Generating Station | FL | 12049 | FRCC | Simple Cycle Gas | 50.0175 | 0.055803 | 0.0006023 | 6.7941 | 0.073332 | 0.066224 | 0.0006023 | 8.0626 | 0.073329 | -81.9625 | 27.6417
1016 | GT-4 | Butler-Warner Generation Plant | NC | 37051 | SRCA | Simple Cycle Gas | 27.8527 | 0.02555 | 0.0010584 | 6.7939 | 0.28142 | 0.02598 | 0.0010584 | 6.8998 | 0.28108 | -78.8294 | 35.0986
7900 | SH4 | Sand Hill Energy Center | TX | 48453 | TRE | Simple Cycle Gas | 49.4178 | 0.19758 | 0.00060016 | 6.7911 | 0.020628 | 0.20265 | 0.00060016 | 6.9303 | 0.020524 | -97.6139 | 30.2091
6112 | 6 | Fort St. Vrain | CO | 08123 | RMRG | Simple Cycle Gas | 140.737 | 0.13486 | 0.00060005 | 6.7675 | 0.030113 | 0.15144 | 0.00060005 | 7.5942 | 0.030092 | -104.8742 | 40.2461
7765 | 4 | Dahlberg (Jackson County) | GA | 13157 | SRSE | Simple Cycle Gas | 92.3508 | 0.10297 | 0.00061989 | 6.7569 | 0.040677 | 0.10339 | 0.00061989 | 6.9361 | 0.041585 | -83.3972 | 34.0386
60903 | 2 | Salem Harbor | MA | 25009 | ISNE | Combined Cycle Gas | 338.7623 | 0.51982 | 0.00060001 | 6.7509 | 0.0077924 | 0.20462 | 0.00060001 | 2.6555 | 0.0077871 | -70.8792 | 42.5267
7760 | 2 | Tilton Power Station | IL | 17183 | MISC | Simple Cycle Gas | 57.628 | 0.035498 | 0.0006 | 6.7486 | 0.11407 | 0.038411 | 0.0006 | 7.3026 | 0.11407 | -87.6539 | 40.1063
55285 | WH03 | Wolf Hills Energy | VA | 51191 | PJMW | Simple Cycle Gas | 23.5866 | 0.0153 | 0.00060542 | 6.7473 | 0.26699 | 0.01641 | 0.00060542 | 7.2456 | 0.26732 | -82.1022 | 36.6643
2393 | 9 | Gilbert Generating Station | NJ | 34019 | PJME | Simple Cycle Gas | 165.3452 | 0.15227 | 0.002075 | 6.7471 | 0.091945 | 0.15946 | 0.002075 | 6.9981 | 0.091064 | -75.165 | 40.5661
2406 | 8 | Linden Generating Station | NJ | 34039 | PJME | Simple Cycle Gas | 90.7346 | 0.088518 | 0.00080524 | 6.7308 | 0.06123 | 0.092715 | 0.00080524 | 7.0659 | 0.061368 | -74.2097 | 40.6225
7900 | SH2 | Sand Hill Energy Center | TX | 48453 | TRE | Simple Cycle Gas | 49.6468 | 0.20689 | 0.00060016 | 6.7163 | 0.019483 | 0.21415 | 0.00060016 | 6.9206 | 0.019395 | -97.6139 | 30.2091
10866 | 14 | BioUrja Renewables - Peoria, IL | IL | 17143 | CONUS | Industrial | 31.7229 | 0 | 0 | 6.7142 | 0.02559 | 0 | 0 | 6.7142 | 0.02559 | -89.6069 | 40.6776
544 | 12 | Devon | CT | 09009 | ISNE | Simple Cycle Gas | 21.5334 | 0.20745 | 0.034995 | 6.7096 | 1.1318 | 0.18015 | 0.034995 | 0.4633 | 0.09 | -73.1092 | 41.2083
7900 | SH3 | Sand Hill Energy Center | TX | 48453 | TRE | Simple Cycle Gas | 49.97 | 0.17784 | 0.00060013 | 6.7015 | 0.022615 | 0.18418 | 0.00060013 | 6.939 | 0.02261 | -97.6139 | 30.2091
7277 | 1 | Lincoln Combustion Turbine | NC | 37109 | SRCA | Simple Cycle Gas | 119.7232 | 0.2634 | 0.0071252 | 6.6949 | 0.1811 | 0.27423 | 0.0071252 | 6.9966 | 0.18179 | -81.0367 | 35.4324
880023 | K4 | Kneeland Station | MA | 25025 | CONUS | Industrial | 25.8887 | 0 | 0 | 6.6469 | 0.077983 | 0 | 0 | 6.7917 | 0.077986 | -71.0583 | 42.35
7277 | 2 | Lincoln Combustion Turbine | NC | 37109 | SRCA | Simple Cycle Gas | 120.2313 | 0.24302 | 0.0076353 | 6.6275 | 0.20823 | 0.25237 | 0.0076353 | 6.94 | 0.20997 | -81.036 | 35.4314
7984 | 1B | Kalkaska CT Project #1 | MI | 26079 | MISE | Simple Cycle Gas | 28.9008 | 0.046205 | 0.00060022 | 6.6195 | 0.085991 | 0.048433 | 0.00060022 | 6.9388 | 0.085991 | -85.2019 | 44.6889
55285 | WH04 | Wolf Hills Energy | VA | 51191 | PJMW | Simple Cycle Gas | 23.5917 | 0.0155 | 0.00061072 | 6.6095 | 0.26042 | 0.016737 | 0.00061072 | 7.1524 | 0.26099 | -82.1022 | 36.6643
55201 | GCTG2 | Gibson City Energy Center, LLC | IL | 17053 | MISC | Simple Cycle Gas | 119.7157 | 0.056241 | 0.00060001 | 6.6034 | 0.070448 | 0.061156 | 0.00060001 | 7.186 | 0.070502 | -88.3987 | 40.4705
55102 | 4 | Livingston Generating Station | MI | 26137 | MISE | Simple Cycle Gas | 33.5636 | 0.013314 | 0.00060015 | 6.5999 | 0.29749 | 0.01377 | 0.00060015 | 6.8261 | 0.29751 | -84.7332 | 45.0291
1573 | GT3 | Morgantown | MD | 24017 | PJME | Oil | 61.2083 | 3.8155 | 0.30302 | 6.599 | 0.52407 | 0.49883 | 0.30302 | 0.86228 | 0.5238 | -76.9767 | 38.3592
55433 | CTG-2 | Bayou Cove Peaking Power Plant | LA | 22001 | MISS | Simple Cycle Gas | 86.7045 | 0.088621 | 0.00060003 | 6.5965 | 0.044664 | 0.095947 | 0.00060003 | 7.1338 | 0.044613 | -92.5994 | 30.2825
55250 | UP2 | University Park Energy | IL | 17197 | PJMC | Simple Cycle Gas | 28.6271 | 0.02155 | 0.00068358 | 6.5963 | 0.20924 | 0.022729 | 0.00068358 | 6.9564 | 0.20921 | -87.7528 | 41.4405
7900 | SH1 | Sand Hill Energy Center | TX | 48453 | TRE | Simple Cycle Gas | 48.1659 | 0.21144 | 0.00060016 | 6.5838 | 0.018688 | 0.21701 | 0.00060016 | 6.7379 | 0.018634 | -97.6139 | 30.2091
50243 | GEN4 | Bucksport Generation LLC | ME | 23009 | ISNE | Combined Cycle Gas | 166.5293 | 0.2479 | 0.0043481 | 6.5586 | 0.11504 | 0.096004 | 0.0043481 | 2.5278 | 0.11449 | -68.8033 | 44.5739
389 | 3-2 | El Centro | CA | 06025 | SRSG | Combined Cycle Gas | 58.339 | 0.79281 | 0.00060014 | 6.5538 | 0.0049611 | 0.22909 | 0.00060014 | 1.8937 | 0.0049609 | -115.54 | 32.8022
7964 | CT2B | Peno Creek Energy Center | MO | 29163 | MISC | Simple Cycle Gas | 27.568 | 0.04068 | 0.00045479 | 6.5457 | 0.073178 | 0.043953 | 0.00045479 | 7.0694 | 0.073148 | -91.2295 | 39.3531
55250 | UP12 | University Park Energy | IL | 17197 | PJMC | Simple Cycle Gas | 28.7282 | 0.02315 | 0.00070004 | 6.5424 | 0.19784 | 0.024472 | 0.00070004 | 6.9162 | 0.19784 | -87.7528 | 41.4405
55199 | 6 | Elwood Energy Facility | IL | 17197 | PJMC | Simple Cycle Gas | 172.8736 | 0.11873 | 0.00060005 | 6.5419 | 0.033063 | 0.12529 | 0.00060005 | 6.9009 | 0.033051 | -88.1236 | 41.4388
55285 | WH08 | Wolf Hills Energy | VA | 51191 | PJMW | Simple Cycle Gas | 22.3968 | 0.0132 | 0.00055369 | 6.5369 | 0.27419 | 0.014093 | 0.00055369 | 6.9857 | 0.27444 | -82.1022 | 36.6643
2265 | 1B | Hallam Peaking | NE | 31109 | SPPN | Simple Cycle Gas | 37.0805 | 2.6795 | 0.48648 | 6.5347 | 1.1864 | 2.9095 | 0.48648 | 7.0947 | 1.1863 | -96.7862 | 40.5587
7765 | 3 | Dahlberg (Jackson County) | GA | 13157 | SRSE | Simple Cycle Gas | 101.8215 | 0.10408 | 0.00061815 | 6.5341 | 0.038806 | 0.10479 | 0.00061815 | 6.6303 | 0.039112 | -83.3972 | 34.0386
7837 | EU3 | Louisa Generation Facility | VA | 51109 | PJMD | Simple Cycle Gas | 109.8728 | 0.12982 | 0.00064588 | 6.505 | 0.032364 | 0.13687 | 0.00064588 | 6.877 | 0.032451 | -78.2152 | 38.122
7527 | 1 | Carson Cogeneration | CA | 06067 | CANO | Combined Cycle Gas | 60.9925 | 0.56749 | 0.00059606 | 6.5041 | 0.0068316 | 0.29452 | 0.00059606 | 3.375 | 0.0068305 | -121.4614 | 38.4461
63688 | CT-7 | Topaz Generating | TX | 48167 | TRE | Simple Cycle Gas | 46.5709 | 0.20154 | 0.00060013 | 6.5037 | 0.019366 | 0.21347 | 0.00060013 | 6.7817 | 0.019065 | -94.976 | 29.4268
6137 | 4 | A B Brown Generating Station | IN | 18129 | MISC | Simple Cycle Gas | 109.3272 | 0.1572 | 0.00060004 | 6.496 | 0.024795 | 0.16997 | 0.00060004 | 7.0024 | 0.02472 | -87.715 | 37.9053
6034 | CTG122 | Belle River | MI | 26147 | MISE | Simple Cycle Gas | 91.0643 | 0.1136 | 0.00060003 | 6.4919 | 0.034291 | 0.11938 | 0.00060003 | 6.8159 | 0.034259 | -82.4945 | 42.7748
116 | GT6 | Ocotillo Power Plant | AZ | 04013 | SRSG | Simple Cycle Gas | 110.1313 | 0.43101 | 0.00060007 | 6.4912 | 0.0090373 | 0.49272 | 0.00060007 | 7.4224 | 0.0090395 | -111.9122 | 33.4225
7887 | SVGS4 | Terry Bundy Generating Station | NE | 31109 | SPPN | Simple Cycle Gas | 41.0298 | 0.16429 | 0.00060142 | 6.4596 | 0.023647 | 0.17122 | 0.00060142 | 6.7109 | 0.023572 | -96.6147 | 40.9108
7335 | RCT1 | Richmond (IN) | IN | 18177 | PJMW | Simple Cycle Gas | 44.2276 | 0.080325 | 0.0018158 | 6.4301 | 0.14536 | 0.085525 | 0.0018158 | 6.8611 | 0.14567 | -84.9665 | 39.8383
2399 | 123 | Burlington Generating Station | NJ | 34005 | PJME | Simple Cycle Gas | 49.4146 | 0.046756 | 0.0007155 | 6.4251 | 0.098322 | 0.049147 | 0.0007155 | 6.7515 | 0.098291 | -74.8781 | 40.0753
7237 | 2 | Angus Anson | SD | 46099 | MISW | Simple Cycle Gas | 116.7555 | 0.051297 | 0.00060418 | 6.4128 | 0.075531 | 0.05628 | 0.00060418 | 7.0569 | 0.075758 | -96.6369 | 43.6033
2042 | 1 | Maple Lake Station | MN | 27171 | MISW | Oil | 22.7068 | 0.00825 | 0.0015453 | 6.4061 | 1.1999 | 0.026678 | 0.0015453 | 20.7157 | 1.1999 | -94.0097 | 45.229
2716 | 5 | W H Weatherspoon | NC | 37155 | SRCA | Oil | 57.3 | 2.6618 | 0.50004 | 6.3877 | 1.2 | 0 |  | 0 |  | -78.9744 | 34.5881
8007 | U00002 | Holtsville Facility | NY | 36103 | NYCW | Oil | 31.0372 | 0.0066 | 0.00067087 | 6.3486 | 0.64531 | 0.00018463 | 0.00067087 | 0.027521 | 0.1 | -73.0664 | 40.8153
7975 | 3 | Pyramid Generating Station | NM | 35023 | SRSG | Simple Cycle Gas | 49.6496 | 0.080824 | 0.001646 | 6.3399 | 0.12911 | 0.095965 | 0.001646 | 7.5451 | 0.12941 | -108.5494 | 32.2363
880093 | 10D | AdvanSix Resins and Chemicals - Hopewell | VA | 51670 | CONUS | Industrial | 16.2791 | 0 | 0 | 6.3382 | 0.027294 | 0 | 0 | 6.3401 | 0.027294 | -77.1621 | 37.1815
47 | CCT4 | Colbert | AL | 01033 | SRCE | Simple Cycle Gas | 61.4914 | 0.0682 | 0.0042381 | 6.3364 | 0.39376 | 0.073602 | 0.0042381 | 6.8383 | 0.39376 | -87.8486 | 34.7439
55672 | CT2 | AL Sandersville Energy Facility | GA | 13303 | SRSE | Simple Cycle Gas | 93.1911 | 0.0399 | 0.00063066 | 6.3316 | 0.10008 | 0.040183 | 0.00063066 | 6.3734 | 0.10003 | -82.8608 | 33.1189
55285 | WH05 | Wolf Hills Energy | VA | 51191 | PJMW | Simple Cycle Gas | 25.3834 | 0.01335 | 0.00062205 | 6.328 | 0.29486 | 0.01404 | 0.00062205 | 6.6383 | 0.29411 | -82.1022 | 36.6643
59882 | J4 | Exelon West Medway II | MA | 25021 | ISNE | Simple Cycle Gas | 107.3861 | 0.42705 | 0.00063889 | 6.3245 | 0.0094618 | 0.42044 | 0.00063889 | 6.2188 | 0.0094499 | -71.4478 | 42.1364
7760 | 4 | Tilton Power Station | IL | 17183 | MISC | Simple Cycle Gas | 57.1296 | 0.031829 | 0.00060004 | 6.3228 | 0.1192 | 0.034457 | 0.00060004 | 6.8447 | 0.11919 | -87.6539 | 40.1063
2503 | BLR118 | 59th Street | NY | 36061 | CONUS | Institutional | 14.3752 | 0 | 0 | 6.3217 | 0.11239 | 0 | 0 | 6.3425 | 0.11277 | -73.9911 | 40.7711
6253 | P37 | Germantown Power Plant | WI | 55131 | MISW | Oil | 52.6667 | 0.26445 | 0.050456 | 6.2898 | 1.2001 | 0.097619 | 0.050456 | 2.3218 | 1.2001 | -88.1496 | 43.1952
356 | 5 | AES Redondo Beach | CA | 06037 | CASO | Boiler Gas | 102.5121 | 0.32282 | 0.00060013 | 6.2557 | 0.01163 | 0.22575 | 0.00060013 | 4.4421 | 0.011809 | -118.395 | 33.8504
55250 | UP8 | University Park Energy | IL | 17197 | PJMC | Simple Cycle Gas | 28.7877 | 0.01995 | 0.00070576 | 6.2368 | 0.22064 | 0.021068 | 0.00070576 | 6.5869 | 0.22066 | -87.7528 | 41.4405
7837 | EU2 | Louisa Generation Facility | VA | 51109 | PJMD | Simple Cycle Gas | 110.3189 | 0.11573 | 0.00061669 | 6.2268 | 0.033181 | 0.12201 | 0.00061669 | 6.5791 | 0.033253 | -78.2152 | 38.122
57515 | GT3 | Walnut Creek Energy Park | CA | 06037 | CASO | Simple Cycle Gas | 98.4724 | 0.30506 | 0.00060003 | 6.1966 | 0.012188 | 0.27588 | 0.00060003 | 5.5926 | 0.012164 | -117.943 | 34.0078
2499 | CT02-2 | Narrows Generating Station | NY | 36047 | NYCW3 | Simple Cycle Gas | 15.938 | 0 | 0 | 6.1943 | 0.3788 | 0.003973 | 0.0015 | 1.0595 | 0.4 | -74.0209 | 40.6486
7903 | MGS1B | McCartney Generating Station | MO | 29077 | SPPC | Simple Cycle Gas | 27.8427 | 0.030015 | 0.00060007 | 6.1848 | 0.12365 | 0.033021 | 0.00060007 | 6.7924 | 0.12343 | -93.1709 | 37.2479
2001 | 7 | New Ulm | MN | 27015 | MISW | Oil | 25.1417 | 1.7511 | 0.34001 | 6.1803 | 1.2 | 6.0666 | 0.34001 | 21.4109 | 1.2 | -94.4578 | 44.3159
55243 | CT3-2B | Astoria Gas Turbine Power | NY | 36081 | NYCW | Simple Cycle Gas | 22.4468 | 1.025 | 0.081082 | 6.178 | 0.48868 | 0 |  | 0 |  | -73.9133 | 40.7864
55243 | CT3-2A | Astoria Gas Turbine Power | NY | 36081 | NYCW | Simple Cycle Gas | 22.4449 | 1.025 | 0.081022 | 6.1729 | 0.48792 | 0 |  | 0 |  | -73.9133 | 40.7864
613 | PFL6B | Lauderdale | FL | 12011 | FRCC | Simple Cycle Gas | 216.6541 | 0.12174 | 0.00060135 | 6.1609 | 0.030432 | 0.13454 | 0.00060135 | 6.8085 | 0.030433 | -80.1983 | 26.0681
10865 | GB1 | Archer Daniels Midland Co. | IL | 17115 | CONUS | Industrial | 24.7271 | 0 | 0 | 6.1545 | 0.039057 | 0 | 0 | 6.1568 | 0.039071 | -88.885 | 39.8675
50733 | 720B1 | US Steel Corp - Gary Works | IN | 18089 | CONUS | Industrial | 30.1756 | 0 | 0 | 6.1534 | 0.0082634 | 0 | 0 | 6.1558 | 0.0082634 | -87.3281 | 41.6133
7981 | 8 | Mill Creek Combustion Turbine Station | SC | 45021 | SRCA | Simple Cycle Gas | 100.8928 | 0.074756 | 0.0008504 | 6.1477 | 0.069935 | 0.078459 | 0.0008504 | 6.4992 | 0.070444 | -81.4306 | 35.1597
55285 | WH02 | Wolf Hills Energy | VA | 51191 | PJMW | Simple Cycle Gas | 28.217 | 0.01345 | 0.00062326 | 6.139 | 0.28448 | 0.01446 | 0.00062326 | 6.6049 | 0.28468 | -82.1022 | 36.6643
52168 | HPB02 | Riverbay Corp.- Co-Op City | NY | 36005 | NYCW | Boiler Gas | 29.7956 | 0 | 0 | 6.1369 | 0.05606 | 0 | 0 | 6.339 | 0.05606 | -73.8258 | 40.8697
7981 | 1 | Mill Creek Combustion Turbine Station | SC | 45021 | SRCA | Simple Cycle Gas | 102.5847 | 0.071614 | 0.00083245 | 6.1332 | 0.071292 | 0.075178 | 0.00083245 | 6.4485 | 0.071405 | -81.4306 | 35.1597
1366 | 12 | Paddy's Run | KY | 21111 | SRCE | Simple Cycle Gas | 43.8 | 0.006 | 0.00068493 | 6.132 | 0.7 | 0 |  | 0 |  | -85.844 | 38.2218
57881 | CT2 | Pioneer Generating Station | ND | 38105 | SPPN | Simple Cycle Gas | 43.9266 | 0.27544 | 0.00060011 | 6.1273 | 0.01335 | 0.29724 | 0.00060011 | 6.6117 | 0.013349 | -103.9528 | 48.2325
63688 | CT-3 | Topaz Generating | TX | 48167 | TRE | Simple Cycle Gas | 45.2488 | 0.2164 | 0.00060007 | 6.1195 | 0.016969 | 0.22079 | 0.00060007 | 6.1617 | 0.016747 | -94.976 | 29.4268
7760 | 3 | Tilton Power Station | IL | 17183 | MISC | Simple Cycle Gas | 57.8973 | 0.030035 | 0.00060005 | 6.1107 | 0.12208 | 0.032522 | 0.00060005 | 6.6151 | 0.12205 | -87.6539 | 40.1063
2406 | 7 | Linden Generating Station | NJ | 34039 | PJME | Simple Cycle Gas | 93.1793 | 0.07527 | 0.00072169 | 6.103 | 0.058516 | 0.079114 | 0.00072169 | 6.4266 | 0.058625 | -74.2097 | 40.6225
7928 | 1 | Osawatomie Generating Station | KS | 20121 | SPPC | Simple Cycle Gas | 74.0112 | 0.15774 | 0.00060007 | 6.0808 | 0.023132 | 0.16951 | 0.00060007 | 6.5324 | 0.023125 | -94.903 | 38.5319
55622 | U1 | West Valley Power Plant | UT | 49035 | BASN | Simple Cycle Gas | 40.1293 | 0.24105 | 0.00060014 | 6.0796 | 0.015137 | 0.26835 | 0.00060014 | 6.7642 | 0.015127 | -112.031 | 40.6663
2716 | 6 | W H Weatherspoon | NC | 37155 | SRCA | Oil | 57.3 | 2.5316 | 0.50006 | 6.0751 | 1.2 | 0 |  | 0 |  | -78.9744 | 34.5881
55243 | CT2-2A | Astoria Gas Turbine Power | NY | 36081 | NYCW | Simple Cycle Gas | 22.288 | 0.71685 | 0.054719 | 6.0453 | 0.46145 | 0 |  | 0 |  | -73.9133 | 40.7864
992 | 16 | C. C. Perry K Steam Plant | IN | 18097 | CONUS | Institutional | 19.4128 | 0 | 0 | 6.0412 | 0.10362 | 0 | 0 | 6.0967 | 0.10363 | -86.1667 | 39.7622
63688 | CT-5 | Topaz Generating | TX | 48167 | TRE | Simple Cycle Gas | 47.8032 | 0.21826 | 0.00060009 | 6.0334 | 0.016588 | 0.22866 | 0.00060009 | 6.1709 | 0.016195 | -94.976 | 29.4268
2292 | CT4B | Sarpy County Station | NE | 31153 | SPPN | Simple Cycle Gas | 27.5058 | 0.046221 | 0.00062006 | 6.0177 | 0.080728 | 0.050015 | 0.00062006 | 6.5151 | 0.080771 | -95.9692 | 41.1706
10865 | GB2 | Archer Daniels Midland Co. | IL | 17115 | CONUS | Industrial | 24.7296 | 0 | 0 | 6.0114 | 0.038575 | 0 | 0 | 6.0133 | 0.038587 | -88.885 | 39.8675
56964 | GT9 | Bayonne Energy Center | NJ | 34017 | NYCW | Simple Cycle Gas | 66.067 | 0.41713 | 0.00060061 | 6.0063 | 0.0086482 | 1.0851 | 0.002 | 4.8831 | 0.009 | -74.0951 | 40.6583
55243 | CT2-2B | Astoria Gas Turbine Power | NY | 36081 | NYCW | Simple Cycle Gas | 22.2886 | 0.71685 | 0.054738 | 5.9891 | 0.45732 | 0 |  | 0 |  | -73.9133 | 40.7864
7981 | 7 | Mill Creek Combustion Turbine Station | SC | 45021 | SRCA | Simple Cycle Gas | 101.843 | 0.078208 | 0.00081458 | 5.9879 | 0.062367 | 0.082202 | 0.00081458 | 6.317 | 0.062598 | -81.4306 | 35.1597
3399 | A1 | Cumberland | TN | 47161 | CONUS | EGU-Other | 34.92 | 0 | 0 | 5.9826 | 0.052114 | 0 | 0 | 5.9826 | 0.052114 | -87.6539 | 36.3903
607 | CT3 | Fredonia Generating Station | WA | 53057 | NWPP | Simple Cycle Gas | 74.0424 | 0.25632 | 0.0013382 | 5.9771 | 0.031204 | 0.28462 | 0.0013382 | 6.6123 | 0.031088 | -122.435 | 48.4553
6042 | PMT2 | Manatee | FL | 12081 | FRCC | Boiler Gas | 814.8026 | 0.24625 | 0.0026197 | 5.9695 | 0.063504 | 0 |  | 0 |  | -82.3456 | 27.6058
55243 | CT4-2B | Astoria Gas Turbine Power | NY | 36081 | NYCW | Simple Cycle Gas | 23.1743 | 1.2929 | 0.11433 | 5.9568 | 0.52674 | 0 |  | 0 |  | -73.9133 | 40.7864
7760 | 1 | Tilton Power Station | IL | 17183 | MISC | Simple Cycle Gas | 57.2645 | 0.032301 | 0.00060005 | 5.9487 | 0.11051 | 0.03491 | 0.00060005 | 6.429 | 0.1105 | -87.6539 | 40.1063
2499 | CT01-6 | Narrows Generating Station | NY | 36047 | NYCW3 | Simple Cycle Gas | 17.0467 | 0 | 0 | 5.9456 | 0.3756 | 0.0039142 | 0.0015 | 1.0438 | 0.4 | -74.0209 | 40.6486
6034 | CTG131 | Belle River | MI | 26147 | MISE | Simple Cycle Gas | 91.6303 | 0.11445 | 0.00060004 | 5.9408 | 0.031147 | 0.11997 | 0.00060004 | 6.2274 | 0.031146 | -82.4945 | 42.7748
1556 | 6-1 | Perryman | MD | 24025 | PJME | Simple Cycle Gas | 63.3775 | 0.32769 | 0.00060311 | 5.9404 | 0.010933 | 0.35388 | 0.00060311 | 6.4038 | 0.010914 | -76.2208 | 39.4422
883 | 322 | Waukegan | IL | 17097 | PJMC | Oil | 46.0833 | 2.4732 | 0.50006 | 5.935 | 1.2 | 0 |  | 0 |  | -87.8133 | 42.3833
55433 | CTG-4 | Bayou Cove Peaking Power Plant | LA | 22001 | MISS | Simple Cycle Gas | 83.1904 | 0.080529 | 0.00060008 | 5.9189 | 0.044106 | 0.087219 | 0.00060008 | 6.4065 | 0.044077 | -92.5994 | 30.2825
63688 | CT-1 | Topaz Generating | TX | 48167 | TRE | Simple Cycle Gas | 46.0989 | 0.20845 | 0.00060013 | 5.9139 | 0.017026 | 0.21694 | 0.00060013 | 6.0466 | 0.016727 | -94.976 | 29.4268
116 | GT4 | Ocotillo Power Plant | AZ | 04013 | SRSG | Simple Cycle Gas | 109.4644 | 0.43031 | 0.00060006 | 5.9027 | 0.0082312 | 0.47944 | 0.00060006 | 6.5767 | 0.0082313 | -111.9122 | 33.4225
63688 | CT-9 | Topaz Generating | TX | 48167 | TRE | Simple Cycle Gas | 46.556 | 0.19293 | 0.00060012 | 5.9006 | 0.018355 | 0.20172 | 0.00060012 | 6.0179 | 0.017904 | -94.976 | 29.4268
7765 | 9 | Dahlberg (Jackson County) | GA | 13157 | SRSE | Simple Cycle Gas | 102.5583 | 0.093523 | 0.00062066 | 5.8847 | 0.039053 | 0.094153 | 0.00062066 | 5.942 | 0.03917 | -83.3972 | 34.0386
1571 | SMECO | Chalk Point | MD | 24033 | PJME | Simple Cycle Gas | 110.0345 | 1.2565 | 0.027282 | 5.8826 | 0.12773 | 1.3231 | 0.027282 | 6.3199 | 0.13031 | -76.6861 | 38.5444
63688 | CT-6 | Topaz Generating | TX | 48167 | TRE | Simple Cycle Gas | 47.2139 | 0.21101 | 0.00060012 | 5.8821 | 0.016728 | 0.21973 | 0.00060012 | 5.9921 | 0.016366 | -94.976 | 29.4268
350 | 1 | Ormond Beach Generating Station | CA | 06111 | CASO | Boiler Gas | 650.0001 | 0.36476 | 0.00060001 | 5.8519 | 0.0096261 | 0.36742 | 0.00060001 | 5.8971 | 0.0096303 | -119.1689 | 34.1292
56964 | GT10 | Bayonne Energy Center | NJ | 34017 | NYCW | Simple Cycle Gas | 66.0453 | 0.4241 | 0.00060057 | 5.8401 | 0.0082703 | 1.1059 | 0.002 | 4.9765 | 0.009 | -74.0951 | 40.6583
55622 | U2 | West Valley Power Plant | UT | 49035 | BASN | Simple Cycle Gas | 39.3492 | 0.19696 | 0.00060014 | 5.8394 | 0.017793 | 0.21713 | 0.00060014 | 6.4267 | 0.017763 | -112.031 | 40.6663
55267 | 1 | Edward L Addison Generating Plant | GA | 13293 | SRSE | Simple Cycle Gas | 179.2781 | 0.076808 | 0.00086067 | 5.8377 | 0.065415 | 0.077159 | 0.00086067 | 5.7375 | 0.063999 | -84.3059 | 32.911
7335 | RCT2 | Richmond (IN) | IN | 18177 | PJMW | Simple Cycle Gas | 44.531 | 0.081875 | 0.001872 | 5.8374 | 0.13347 | 0.087204 | 0.001872 | 6.242 | 0.134 | -84.9665 | 39.8383
2406 | 5 | Linden Generating Station | NJ | 34039 | PJME | Simple Cycle Gas | 106.3116 | 0.08176 | 0.00080621 | 5.8367 | 0.057553 | 0.086087 | 0.00080621 | 6.1425 | 0.057524 | -74.2097 | 40.6225
400 | 12 | Haynes Generating Station | CA | 06037 | CASO | Simple Cycle Gas | 95.8476 | 0.44703 | 0.00060005 | 5.8176 | 0.007809 | 0.61785 | 0.00060005 | 8.1165 | 0.0078827 | -118.094 | 33.7639
7336 | ACT1 | Anderson | IN | 18095 | PJMW | Simple Cycle Gas | 44.082 | 0.055589 | 0.0013468 | 5.8142 | 0.14087 | 0.059893 | 0.0013468 | 6.2822 | 0.14127 | -85.7389 | 40.0529
880045 | 260-03 | University of Michigan | MI | 26161 | CONUS | Institutional | 23.1259 | 0 | 0 | 5.8056 | 0.16919 | 0 | 0 | 5.8056 | 0.16919 | -83.7342 | 42.2808
2716 | 7 | W H Weatherspoon | NC | 37155 | SRCA | Oil | 57.3 | 2.4184 | 0.50006 | 5.8035 | 1.2 | 0 |  | 0 |  | -78.9744 | 34.5881
7818 | ACT1 | Alsey Station | IL | 17171 | MISC | Simple Cycle Gas | 27.1185 | 0.013982 | 0.00060026 | 5.772 | 0.2478 | 0.014762 | 0.00060026 | 6.0956 | 0.24786 | -90.4339 | 39.5606
63688 | CT-2 | Topaz Generating | TX | 48167 | TRE | Simple Cycle Gas | 45.2952 | 0.22622 | 0.00060008 | 5.7715 | 0.01531 | 0.23291 | 0.00060008 | 5.8176 | 0.014989 | -94.976 | 29.4268
1556 | 6-2 | Perryman | MD | 24025 | PJME | Simple Cycle Gas | 63.3409 | 0.3183 | 0.0006024 | 5.7645 | 0.01091 | 0.33956 | 0.0006024 | 6.1455 | 0.010902 | -76.2208 | 39.4422
55381 | CT-001 | Commonwealth Chesapeake | VA | 51001 | PJME | Oil | 46.611 | 0.038509 | 0.00089464 | 5.7469 | 0.13351 | 0.0050011 | 0.00089464 | 0.74765 | 0.13375 | -75.54 | 37.9667
2628 | 001 | Hillburn | NY | 36087 | NYUP | Simple Cycle Gas | 37.3454 | 0.007272 | 0.00064316 | 5.7444 | 0.50806 | 0.0065539 | 0.00064316 | 1.019 | 0.1 | -74.1653 | 41.1269
56908 | 3B | Dave Gates Generating Station | MT | 30023 | NWPP | Simple Cycle Gas | 26.8179 | 0.24447 | 0.00065911 | 5.7436 | 0.015486 | 0.25848 | 0.00065911 | 6.0664 | 0.015469 | -112.8755 | 46.1066
356 | 6 | AES Redondo Beach | CA | 06037 | CASO | Boiler Gas | 94.3851 | 0.39995 | 0.0006001 | 5.7383 | 0.0086099 | 0.26445 | 0.0006001 | 3.7507 | 0.0085114 | -118.395 | 33.8504
52026 | 1 | Dartmouth Power | MA | 25005 | ISNE | Combined Cycle Gas | 79.8869 | 0.11715 | 0.00060395 | 5.7227 | 0.029503 | 0.046026 | 0.00060395 | 2.2414 | 0.029412 | -70.9989 | 41.6728
7336 | ACT3 | Anderson | IN | 18095 | PJMW | Simple Cycle Gas | 89.1897 | 0.10407 | 0.00060127 | 5.7224 | 0.033063 | 0.11083 | 0.00060127 | 6.0937 | 0.033059 | -85.7389 | 40.0529
56908 | 3A | Dave Gates Generating Station | MT | 30023 | NWPP | Simple Cycle Gas | 26.7182 | 0.24329 | 0.00066213 | 5.7082 | 0.015535 | 0.25516 | 0.00066213 | 5.9832 | 0.015526 | -112.8755 | 46.1066
1016 | GT-5 | Butler-Warner Generation Plant | NC | 37051 | SRCA | Simple Cycle Gas | 26.1274 | 0.019 | 0.0009479 | 5.6929 | 0.28402 | 0.019728 | 0.0009479 | 5.9011 | 0.28354 | -78.8294 | 35.0986
54 | SCT10 | Smith Generating Facility | KY | 21049 | PJMW | Simple Cycle Gas | 89.0898 | 0.28461 | 0.00060006 | 5.6924 | 0.012002 | 0.30768 | 0.00060006 | 6.1529 | 0.012 | -84.1025 | 37.8824
7754 | 1 | Nodaway Power Plant | MO | 29147 | MISC | Simple Cycle Gas | 107.1349 | 0.038644 | 0.0006 | 5.6623 | 0.087914 | 0.041742 | 0.0006 | 5.5657 | 0.08 | -94.7913 | 40.2877
7975 | 1 | Pyramid Generating Station | NM | 35023 | SRSG | Simple Cycle Gas | 48.3553 | 0.038179 | 0.00089786 | 5.6528 | 0.13294 | 0.045347 | 0.00089786 | 6.7131 | 0.13292 | -108.5494 | 32.2363
7981 | 3 | Mill Creek Combustion Turbine Station | SC | 45021 | SRCA | Simple Cycle Gas | 102.981 | 0.070992 | 0.0008059 | 5.6321 | 0.063935 | 0.074506 | 0.0008059 | 5.9332 | 0.064177 | -81.4306 | 35.1597
7013 | 4 | East 12th Street | KS | 20035 | SPPC | Boiler Gas | 20.9978 | 0.01125 | 0.00056131 | 5.6131 | 0.28006 | 0.0059139 | 0.00056131 | 2.9507 | 0.28006 | -96.961 | 37.2368
60460 | CT1 | Chamon Power, LLC | TX | 48201 | TRE | Simple Cycle Gas | 43.2767 | 0.23707 | 0.00060008 | 5.6091 | 0.014198 | 0.24857 | 0.00060008 | 5.8155 | 0.014039 | -95.1301 | 29.7525
2406 | 6 | Linden Generating Station | NJ | 34039 | PJME | Simple Cycle Gas | 105.0525 | 0.071326 | 0.00072662 | 5.5858 | 0.056905 | 0.075054 | 0.00072662 | 5.8744 | 0.056873 | -74.2097 | 40.6225
55250 | UP9 | University Park Energy | IL | 17197 | PJMC | Simple Cycle Gas | 28.5481 | 0.01395 | 0.00065203 | 5.5531 | 0.25956 | 0.014727 | 0.00065203 | 5.8531 | 0.25914 | -87.7528 | 41.4405
8007 | U00004 | Holtsville Facility | NY | 36103 | NYCW | Oil | 30.2092 | 0.0064 | 0.00066727 | 5.5526 | 0.57892 | 0.00017993 | 0.00066727 | 0.026965 | 0.1 | -73.0664 | 40.8153
2499 | CT02-6 | Narrows Generating Station | NY | 36047 | NYCW3 | Simple Cycle Gas | 15.047 | 0 | 0 | 5.5484 | 0.36006 | 0.00076267 | 0.0015 | 0.20338 | 0.4 | -74.0209 | 40.6486
356 | 8 | AES Redondo Beach | CA | 06037 | CASO | Boiler Gas | 371.9113 | 0.37699 | 0.00060002 | 5.546 | 0.0088271 | 0.36857 | 0.00060002 | 5.3448 | 0.0087012 | -118.395 | 33.8504
6058 | CT2 | Cascade Creek | MN | 27109 | MISW | Simple Cycle Gas | 21.5895 | 0.20254 | 0.0041141 | 5.5306 | 0.11234 | 0.1959 | 0.0041141 | 5.2569 | 0.1104 | -92.4908 | 44.0322
3161 | 4 | Eddystone Generating Station | PA | 42045 | PJME | Oil | 290.9136 | 0.06253 | 0.00081881 | 5.5187 | 0.072266 | 0.0080957 | 0.00081881 | 0.69638 | 0.070432 | -75.323 | 39.858
2265 | 1A | Hallam Peaking | NE | 31109 | SPPN | Simple Cycle Gas | 43.2838 | 2.2603 | 0.48618 | 5.5134 | 1.1859 | 2.4544 | 0.48618 | 5.9865 | 1.1858 | -96.7862 | 40.5587
63688 | CT-4 | Topaz Generating | TX | 48167 | TRE | Simple Cycle Gas | 46.3268 | 0.22761 | 0.00060011 | 5.5087 | 0.014524 | 0.23639 | 0.00060011 | 5.6293 | 0.014291 | -94.976 | 29.4268
55243 | CT4-2A | Astoria Gas Turbine Power | NY | 36081 | NYCW | Simple Cycle Gas | 23.1751 | 1.2929 | 0.11439 | 5.4965 | 0.48626 | 0 |  | 0 |  | -73.9133 | 40.7864
8007 | U00003 | Holtsville Facility | NY | 36103 | NYCW | Oil | 30.2088 | 0.0064 | 0.00066774 | 5.4893 | 0.57272 | 0.00017993 | 0.00066774 | 0.026946 | 0.1 | -73.0664 | 40.8153
56292 | ES3-B | NCEMC Hamlet Plant | NC | 37153 | SRCA | Simple Cycle Gas | 33.4093 | 0.034658 | 0.00061153 | 5.4743 | 0.096593 | 0.036547 | 0.00061153 | 5.7716 | 0.096577 | -79.7421 | 34.8395
7277 | 3 | Lincoln Combustion Turbine | NC | 37109 | SRCA | Simple Cycle Gas | 118.4789 | 0.22575 | 0.0086697 | 5.462 | 0.20976 | 0.23315 | 0.0086697 | 5.6794 | 0.21119 | -81.0363 | 35.4312
10620 | 1 | Carthage Energy | NY | 36045 | NYUP | Combined Cycle Gas | 63.2822 | 0.007782 | 0.00060021 | 5.4536 | 0.42062 | 0.0044136 | 0.00060021 | 3.0901 | 0.42023 | -75.6225 | 43.9842
56292 | ES3-A | NCEMC Hamlet Plant | NC | 37153 | SRCA | Simple Cycle Gas | 33.57 | 0.034287 | 0.00061368 | 5.4255 | 0.097108 | 0.036158 | 0.00061368 | 5.7188 | 0.097059 | -79.7421 | 34.8395
883 | 321 | Waukegan | IL | 17097 | PJMC | Oil | 46.0833 | 2.2604 | 0.50005 | 5.4244 | 1.2 | 0 |  | 0 |  | -87.8133 | 42.3833
6243 | 3 | Roland C. Dansby Power Plant | TX | 48041 | TRE | Simple Cycle Gas | 95.9327 | 0.15847 | 0.00060009 | 5.4229 | 0.020536 | 0.17153 | 0.00060009 | 5.8531 | 0.020478 | -96.4608 | 30.7206
8906 | 20 | Astoria Generating Station | NY | 36081 | NYCW | Boiler Gas | 176.8871 | 0.048921 | 0.00060004 | 5.4223 | 0.066506 | 0.050776 | 0.00060004 | 5.6194 | 0.066406 | -73.9122 | 40.7869
10619 | 00001 | Allegany Station No. 133 | NY | 36003 | NYUP | Combined Cycle Gas | 54.3944 | 0.10745 | 0.0006001 | 5.4136 | 0.030234 | 0.060641 | 0.0006001 | 3.0492 | 0.030175 | -78.0661 | 42.5083
55238 | 0001 | Rockford Energy Center | IL | 17201 | PJMC | Simple Cycle Gas | 168.8332 | 0.084156 | 0.00059992 | 5.4043 | 0.038526 | 0.087639 | 0.00059992 | 5.628 | 0.038526 | -89.1025 | 42.2403
7869 | UGT012 | Glenwood Landing Energy Center | NY | 36059 | NYCW | Simple Cycle Gas | 46.9345 | 0.32579 | 0.00059753 | 5.3873 | 0.0098809 | 0.21634 | 0.00059753 | 3.5642 | 0.0098441 | -73.6478 | 40.8275
6046 | **10 | Debary | FL | 12127 | FRCC | Oil | 82.9704 | 0.81746 | 0.020444 | 5.3802 | 0.13455 | 0.18616 | 0.020444 | 1.2284 | 0.13489 | -81.3319 | 28.9047
2292 | CT4A | Sarpy County Station | NE | 31153 | SPPN | Simple Cycle Gas | 26.1072 | 0.040218 | 0.00060526 | 5.3687 | 0.080796 | 0.043511 | 0.00060526 | 5.8072 | 0.080781 | -95.9692 | 41.1706
56188 | 00001 | Pinelawn Power | NY | 36103 | NYCW | Combined Cycle Gas | 110.592 | 0.41513 | 0.0006063 | 5.3375 | 0.0077956 | 0.2353 | 0.0006063 | 3.0255 | 0.0077959 | -73.3881 | 40.7358
55250 | UP10 | University Park Energy | IL | 17197 | PJMC | Simple Cycle Gas | 28.5366 | 0.01375 | 0.00063519 | 5.3353 | 0.24647 | 0.014478 | 0.00063519 | 5.6114 | 0.24619 | -87.7528 | 41.4405
2716 | 4 | W H Weatherspoon | NC | 37155 | SRCA | Oil | 57.3 | 2.2092 | 0.50005 | 5.3015 | 1.2 | 0 |  | 0 |  | -78.9744 | 34.5881
7315 | 1 | Almond Power Plant | CA | 06099 | CANO | Simple Cycle Gas | 47.5114 | 0.25708 | 0.00060016 | 5.3006 | 0.012375 | 0.24274 | 0.00060016 | 4.9934 | 0.012346 | -120.9854 | 37.5739
7782 | P001 | Omega JV2 Hamilton | OH | 39017 | PJMW | Simple Cycle Gas | 36.8998 | 0.00485 | 0.0006407 | 5.2994 | 0.70007 | 0.0051455 | 0.0006407 | 5.6223 | 0.70007 | -84.5183 | 39.3528
7925 | CT01 | Lakefield Junction Generating | MN | 27091 | MISW | Simple Cycle Gas | 76.1725 | 0.093584 | 0.00059996 | 5.2898 | 0.033912 | 0.10158 | 0.00059996 | 5.7339 | 0.033867 | -94.8186 | 43.7989
7277 | 4 | Lincoln Combustion Turbine | NC | 37109 | SRCA | Simple Cycle Gas | 121.0976 | 0.22366 | 0.0083235 | 5.2888 | 0.19682 | 0.2312 | 0.0083235 | 5.508 | 0.1983 | -81.0365 | 35.4311
2292 | CT5A | Sarpy County Station | NE | 31153 | SPPN | Simple Cycle Gas | 30.0421 | 0.042148 | 0.00060446 | 5.2744 | 0.075642 | 0.045633 | 0.00060446 | 5.7164 | 0.075719 | -95.9692 | 41.1706
1556 | CT3 | Perryman | MD | 24025 | PJME | Oil | 43.2255 | 0.011477 | 0.0012375 | 5.2713 | 0.56833 | 0.0015491 | 0.0012375 | 0.71526 | 0.57138 | -76.2208 | 39.4422
7759 | GT2 | Georgetown Substation | IN | 18097 | MISC | Simple Cycle Gas | 88.5832 | 0.11773 | 0.00060006 | 5.2463 | 0.026739 | 0.12657 | 0.00060006 | 5.6353 | 0.026716 | -86.2439 | 39.9022
59073 | 214JB | Cove Point LNG Terminal | MD | 24009 | CONUS | Industrial | 24.1788 | 0 | 0 | 5.2019 | 0.015678 | 0 | 0 | 5.219 | 0.015728 | -76.408 | 38.387
55102 | 3 | Livingston Generating Station | MI | 26137 | MISE | Simple Cycle Gas | 33.8939 | 0.01189 | 0.00060012 | 5.2011 | 0.26251 | 0.012484 | 0.00060012 | 5.4626 | 0.2626 | -84.7332 | 45.0291
56292 | ES6-A | NCEMC Hamlet Plant | NC | 37153 | SRCA | Simple Cycle Gas | 34.0945 | 0.033013 | 0.00061315 | 5.1952 | 0.096491 | 0.03482 | 0.00061315 | 5.4779 | 0.09646 | -79.7421 | 34.8395
57515 | GT4 | Walnut Creek Energy Park | CA | 06037 | CASO | Simple Cycle Gas | 97.1145 | 0.26322 | 0.00060003 | 5.1948 | 0.011842 | 0.26087 | 0.00060003 | 5.1352 | 0.011811 | -117.943 | 34.0078
56292 | ES2-B | NCEMC Hamlet Plant | NC | 37153 | SRCA | Simple Cycle Gas | 33.3736 | 0.032889 | 0.0006147 | 5.1652 | 0.09654 | 0.03468 | 0.0006147 | 5.4456 | 0.096524 | -79.7421 | 34.8395
55386 | B-2 | Columbia Energy Center (SC) | SC | 45017 | SRCA | Boiler Gas | 25.4938 | 0 | 0 | 5.1468 | 0.028203 | 0 | 0 | 6.7481 | 0.027718 | -81.0183 | 33.8692
56292 | ES6-B | NCEMC Hamlet Plant | NC | 37153 | SRCA | Simple Cycle Gas | 33.8424 | 0.0332 | 0.00061266 | 5.1411 | 0.094871 | 0.035018 | 0.00061266 | 5.4226 | 0.094872 | -79.7421 | 34.8395
7145 | 1 | Pleasant Hill Energy Center | IA | 19153 | MISW | Simple Cycle Gas | 38.5804 | 0.3721 | 0.017736 | 5.12 | 0.24404 | 0.40863 | 0.017736 | 5.6213 | 0.24399 | -93.5242 | 41.5572
6034 | CTG121 | Belle River | MI | 26147 | MISE | Simple Cycle Gas | 90.3544 | 0.091963 | 0.0006 | 5.1182 | 0.033393 | 0.096511 | 0.0006 | 5.3605 | 0.033326 | -82.4945 | 42.7748
6761 | A | Rawhide Energy Station | CO | 08069 | RMRG | Simple Cycle Gas | 73.0325 | 0.10539 | 0.00060005 | 5.116 | 0.029129 | 0.11829 | 0.00060005 | 5.7379 | 0.029108 | -105.0206 | 40.8611
7754 | 2 | Nodaway Power Plant | MO | 29147 | MISC | Simple Cycle Gas | 110.2856 | 0.03731 | 0.00060006 | 5.0853 | 0.081788 | 0.040264 | 0.00060006 | 5.3681 | 0.08 | -94.7913 | 40.2877
7266 | 2 | Woodland Generation Station | CA | 06099 | CANO | Combined Cycle Gas | 80.2698 | 0.52813 | 0.00060029 | 5.0745 | 0.0057678 | 0.27415 | 0.00060029 | 2.6279 | 0.005754 | -121.0172 | 37.6528
55285 | WH10 | Wolf Hills Energy | VA | 51191 | PJMW | Simple Cycle Gas | 25.6794 | 0.0105 | 0.00062049 | 5.0723 | 0.29975 | 0.011013 | 0.00062049 | 5.3234 | 0.29992 | -82.1022 | 36.6643
63335 | CT-7 | HO Clarke Generating | TX | 48201 | TRE | Simple Cycle Gas | 45.9519 | 0.11723 | 0.00060015 | 5.0647 | 0.025928 | 0.12307 | 0.00060015 | 5.1114 | 0.024926 | -95.4517 | 29.6454
7900 | SH6 | Sand Hill Energy Center | TX | 48453 | TRE | Simple Cycle Gas | 49.6513 | 0.18085 | 0.00060005 | 5.063 | 0.016798 | 0.18808 | 0.00060005 | 5.2524 | 0.016757 | -97.613 | 30.211
57943 | CT6 | Lonesome Creek Station | ND | 38053 | SPPN | Simple Cycle Gas | 52.9115 | 0.25452 | 0.00060019 | 5.0458 | 0.011899 | 0.2771 | 0.00060019 | 5.4931 | 0.011898 | -103.5783 | 47.7966
7032 | 6 | Gravel Neck Combustion Turbine | VA | 51181 | PJMD | Simple Cycle Gas | 93.3849 | 1.5764 | 0.054881 | 5.0397 | 0.17545 | 1.6624 | 0.054881 | 5.3091 | 0.17527 | -76.6907 | 37.1575
2490 | CT0001 | Arthur Kill | NY | 36085 | NYCW | Simple Cycle Gas | 11.9163 | 0 | 0 | 5.0221 | 0.32508 | 0.017853 | 0.0015 | 3.8691 | 0.32508 | -74.2027 | 40.5915
1336 | S-2 | Garden City | KS | 20055 | SPPC | Boiler Gas | 88.4847 | 0.025687 | 0.00060017 | 5.0182 | 0.11725 | 0.019948 | 0.00060017 | 3.8553 | 0.11599 | -100.8955 | 37.9702
7818 | ACT5 | Alsey Station | IL | 17171 | MISC | Simple Cycle Gas | 22.9789 | 0.010299 | 0.00059991 | 5.0039 | 0.29146 | 0.011024 | 0.00059991 | 5.3552 | 0.29142 | -90.4339 | 39.5606
886 | 312 | Fisk | IL | 17031 | PJMC | Oil | 39.9417 | 2.0843 | 0.50013 | 5.0014 | 1.2001 | 0 |  | 0 |  | -87.6533 | 41.8508
7900 | SH7 | Sand Hill Energy Center | TX | 48453 | TRE | Simple Cycle Gas | 49.6297 | 0.17981 | 0.00060015 | 4.9979 | 0.016682 | 0.18845 | 0.00060015 | 5.2121 | 0.016599 | -97.6135 | 30.211
55234 | CT2 | Audrain Power Plant | MO | 29007 | MISC | Simple Cycle Gas | 81.3453 | 0.11845 | 0.00060004 | 4.9837 | 0.025247 | 0.12812 | 0.00060004 | 5.3909 | 0.025247 | -91.5369 | 39.3092
8029 | 1 | Sycamore Combustion Turbine | IA | 19153 | MISW | Simple Cycle Gas | 53.7716 | 0.063237 | 0.0039933 | 4.9752 | 0.31418 | 0.0613 | 0.0039933 | 4.8325 | 0.31481 | -93.6765 | 41.6719
8007 | U00006 | Holtsville Facility | NY | 36103 | NYCW | Oil | 30.2281 | 0.00685 | 0.00066234 | 4.9665 | 0.48022 | 0.00019279 | 0.00066234 | 0.029107 | 0.1 | -73.0664 | 40.8153
7948 | 3 | Hoosier Energy Lawrence Co Station | IN | 18093 | MISC | Simple Cycle Gas | 43.4736 | 0.03205 | 0.00060012 | 4.9552 | 0.092781 | 0.034066 | 0.00060012 | 5.2651 | 0.092751 | -86.4511 | 38.8003
1571 | **GT5 | Chalk Point | MD | 24033 | PJME | Simple Cycle Gas | 111.8405 | 4.4784 | 0.12029 | 4.9495 | 0.13294 | 4.5857 | 0.12029 | 5.0981 | 0.13373 | -76.6861 | 38.5444
55234 | CT6 | Audrain Power Plant | MO | 29007 | MISC | Simple Cycle Gas | 81.4105 | 0.10758 | 0.00060002 | 4.9467 | 0.027589 | 0.11634 | 0.00060002 | 5.3494 | 0.027589 | -91.5369 | 39.3092
56143 | 1 | Riverside Energy Resource Center | CA | 06065 | CASO | Simple Cycle Gas | 50.9302 | 0.063786 | 0.00060025 | 4.944 | 0.046525 | 0.068348 | 0.00060025 | 5.3441 | 0.046934 | -117.4528 | 33.9636
8007 | U00005 | Holtsville Facility | NY | 36103 | NYCW | Oil | 30.2281 | 0.00685 | 0.00066234 | 4.9319 | 0.47688 | 0.00019279 | 0.00066234 | 0.029107 | 0.1 | -73.0664 | 40.8153
56032 | 0001 | Equus Power I | NY | 36059 | NYCW | Simple Cycle Gas | 50.2736 | 0.214 | 0.00065247 | 4.9244 | 0.015014 | 0.16233 | 0.00065247 | 3.7163 | 0.014937 | -73.5683 | 40.6447
7948 | 1 | Hoosier Energy Lawrence Co Station | IN | 18093 | MISC | Simple Cycle Gas | 44.2855 | 0.033816 | 0.00060023 | 4.9211 | 0.08735 | 0.036059 | 0.00060023 | 5.2476 | 0.087351 | -86.4511 | 38.8003
55199 | 8 | Elwood Energy Facility | IL | 17197 | PJMC | Simple Cycle Gas | 176.4265 | 0.088449 | 0.00060002 | 4.919 | 0.033369 | 0.093219 | 0.00060002 | 5.1827 | 0.033359 | -88.1236 | 41.4388
55243 | CT2-1B | Astoria Gas Turbine Power | NY | 36081 | NYCW | Simple Cycle Gas | 22.8253 | 1.1629 | 0.12903 | 4.9179 | 0.54569 | 0 |  | 0 |  | -73.9133 | 40.7864
399 | **10A | Harbor Generating Station | CA | 06037 | CASO | Combined Cycle Gas | 102.1445 | 0.15548 | 0.00060168 | 4.9038 | 0.018977 | 0.031906 | 0.00060168 | 0.9766 | 0.018416 | -118.2644 | 33.7856
55969 | U-01 | Hawkeye Energy Greenport, LLC | NY | 36103 | NYCW | Oil | 50.935 | 0.16481 | 0.00095285 | 4.8933 | 0.02829 | 0.0046198 | 0.00095285 | 0.13814 | 0.028492 | -72.3767 | 41.1056
7145 | 2 | Pleasant Hill Energy Center | IA | 19153 | MISW | Simple Cycle Gas | 29.202 | 0.40675 | 0.020238 | 4.8914 | 0.24338 | 0.41296 | 0.020238 | 4.9259 | 0.24141 | -93.5242 | 41.5572
7988 | 1 | Silver Creek Generating Plant | MS | 28065 | MISS | Simple Cycle Gas | 98.474 | 0.10748 | 0.00060005 | 4.8911 | 0.027306 | 0.1161 | 0.00060005 | 5.2809 | 0.027294 | -89.9468 | 31.6004
874 | 5 | Joliet 9 | IL | 17197 | PJMC | Boiler Gas | 204.1434 | 0.044671 | 0.00052049 | 4.8817 | 0.056879 | 0.045112 | 0.00052049 | 6.9635 | 0.080343 | -88.1153 | 41.4931
7948 | 4 | Hoosier Energy Lawrence Co Station | IN | 18093 | MISC | Simple Cycle Gas | 42.902 | 0.032929 | 0.00060021 | 4.8811 | 0.088968 | 0.034908 | 0.00060021 | 5.1749 | 0.088978 | -86.4511 | 38.8003
8027 | 3 | Blue Lake Generating Plant | MN | 27139 | MISW | Oil | 52.2767 | 0.1619 | 0.039999 | 4.8571 | 1.2 | 0 |  | 0 |  | -93.4315 | 44.7855
7759 | GT3 | Georgetown Substation | IN | 18097 | MISC | Simple Cycle Gas | 89.4417 | 0.10107 | 0.00060007 | 4.8532 | 0.028814 | 0.10869 | 0.00060007 | 5.2074 | 0.028749 | -86.2439 | 39.9022
55243 | CT2-1A | Astoria Gas Turbine Power | NY | 36081 | NYCW | Simple Cycle Gas | 22.8235 | 1.1629 | 0.12891 | 4.837 | 0.53622 | 0 |  | 0 |  | -73.9133 | 40.7864
8906 | CT0001 | Astoria Generating Station | NY | 36081 | NYCW3 | Simple Cycle Gas | 17.8737 | 0 | 0 | 4.8187 | 0.40605 | 0.0048468 | 0.0015 | 1.312 | 0.40604 | -73.9122 | 40.7869
641 | 4 | Gulf Clean Energy Center | FL | 12033 | SRSE | Coal | 94.9592 | 0.050702 | 0.00060308 | 4.8183 | 0.057311 | 0 |  | 0 |  | -87.2289 | 30.5661
7138 | 002001 | Forked River Power | NJ | 34029 | PJME | Oil | 35.1754 | 0.0212 | 0.00061101 | 4.8155 | 0.13879 | 0.0027517 | 0.00061101 | 0.62494 | 0.13877 | -74.2098 | 39.8154
55234 | CT7 | Audrain Power Plant | MO | 29007 | MISC | Simple Cycle Gas | 80.4551 | 0.10623 | 0.00060005 | 4.8113 | 0.027176 | 0.11487 | 0.00060005 | 5.2021 | 0.027175 | -91.5369 | 39.3092
7869 | UGT013 | Glenwood Landing Energy Center | NY | 36059 | NYCW | Simple Cycle Gas | 47.3641 | 0.2977 | 0.00059755 | 4.7905 | 0.0096158 | 0.19905 | 0.00059755 | 3.1796 | 0.0095451 | -73.6478 | 40.8275
7948 | 6 | Hoosier Energy Lawrence Co Station | IN | 18093 | MISC | Simple Cycle Gas | 41.9225 | 0.031932 | 0.00060018 | 4.7773 | 0.089793 | 0.033785 | 0.00060018 | 5.0521 | 0.089749 | -86.4511 | 38.8003
3161 | 3 | Eddystone Generating Station | PA | 42045 | PJME | Oil | 285.2537 | 0.053553 | 0.00082413 | 4.7338 | 0.072849 | 0.0069318 | 0.00082413 | 0.59885 | 0.071198 | -75.323 | 39.858
55243 | CT3-3A | Astoria Gas Turbine Power | NY | 36081 | NYCW | Simple Cycle Gas | 23.3959 | 0.96945 | 0.10026 | 4.7269 | 0.48886 | 0 |  | 0 |  | -73.9133 | 40.7864
63335 | CT-2 | HO Clarke Generating | TX | 48201 | TRE | Simple Cycle Gas | 46.4771 | 0.13705 | 0.00060013 | 4.7222 | 0.020679 | 0.14483 | 0.00060013 | 4.8456 | 0.020078 | -95.4517 | 29.6454
55199 | 5 | Elwood Energy Facility | IL | 17197 | PJMC | Simple Cycle Gas | 173.2541 | 0.076294 | 0.00060004 | 4.7164 | 0.037094 | 0.08044 | 0.00060004 | 4.9731 | 0.037096 | -88.1236 | 41.4388
3992 | 9 | Blount Street | WI | 55025 | MISW | Boiler Gas | 29.6107 | 0.018801 | 0.00096765 | 4.7157 | 0.24271 | 0.0010197 | 0.00096765 | 0.25514 | 0.24211 | -89.3739 | 43.0792
55234 | CT5 | Audrain Power Plant | MO | 29007 | MISC | Simple Cycle Gas | 81.7688 | 0.11285 | 0.00060006 | 4.7037 | 0.02501 | 0.12208 | 0.00060006 | 5.0881 | 0.02501 | -91.5369 | 39.3092
120 | CT6 | Yucca Power Plant | AZ | 04027 | SRSG | Simple Cycle Gas | 51.1457 | 0.25271 | 0.0006001 | 4.6894 | 0.011135 | 0.29499 | 0.0006001 | 5.4683 | 0.011124 | -114.7097 | 32.7214
2848 | H-7 | O H Hutchings | OH | 39113 | PJMW | Simple Cycle Gas | 25 | 0.0036 | 0.00053763 | 4.6872 | 0.7 | 0.0036 | 0.00053763 | 4.6872 | 0.7 | -84.2931 | 39.6094
7988 | 2 | Silver Creek Generating Plant | MS | 28065 | MISS | Simple Cycle Gas | 94.9412 | 0.10666 | 0.00060005 | 4.661 | 0.026222 | 0.11463 | 0.00060005 | 5.0186 | 0.02627 | -89.9468 | 31.6004
55786 | CT02 | Edgewood Energy | NY | 36103 | NYCW | Simple Cycle Gas | 47.4415 | 0.26092 | 0.0006001 | 4.6498 | 0.010694 | 0.17673 | 0.0006001 | 3.1489 | 0.010692 | -73.2931 | 40.7861
1571 | **GT4 | Chalk Point | MD | 24033 | PJME | Simple Cycle Gas | 95.8506 | 7.269 | 0.19748 | 4.6334 | 0.12588 | 7.5606 | 0.19748 | 4.8175 | 0.12583 | -76.6861 | 38.5444
3406 | JCT11 | Johnsonville | TN | 47085 | SRCE | Simple Cycle Gas | 84.0649 | 0.00885 | 0.00062783 | 4.624 | 0.32803 | 0.0097636 | 0.00062783 | 5.1014 | 0.32803 | -87.9861 | 36.0278
4078 | 32B | Weston | WI | 55073 | MISW | Simple Cycle Gas | 27.8808 | 0.007262 | 0.00060019 | 4.6223 | 0.38203 | 0.007865 | 0.00060019 | 5.0073 | 0.38211 | -89.6553 | 44.8806
56998 | CT02 | Pueblo Airport Generating Station | CO | 08101 | RMRG | Simple Cycle Gas | 80.7051 | 0.21489 | 0.0006001 | 4.6209 | 0.012904 | 0.22727 | 0.0006001 | 4.8987 | 0.012935 | -104.533 | 38.322
55243 | CT3-3B | Astoria Gas Turbine Power | NY | 36081 | NYCW | Simple Cycle Gas | 23.3982 | 0.96945 | 0.10036 | 4.6206 | 0.47834 | 0 |  | 0 |  | -73.9133 | 40.7864
6253 | **5 | Germantown Power Plant | WI | 55131 | MISW | Simple Cycle Gas | 105.0692 | 0.093143 | 0.00060253 | 4.5883 | 0.029681 | 0.10163 | 0.00060253 | 5.0058 | 0.029679 | -88.1496 | 43.1952
762 | 4 | Ponca | OK | 40071 | SPPS | Simple Cycle Gas | 41.2973 | 0.034426 | 0.0006001 | 4.5777 | 0.079797 | 0.036227 | 0.0006001 | 4.8146 | 0.079755 | -97.0868 | 36.7205
4005 | 3 | French Island | WI | 55063 | MISW | Oil | 68.9656 | 1.9049 | 0.50003 | 4.5716 | 1.2 | 4.5035 | 0.50003 | 10.8078 | 1.2 | -91.26 | 43.8298
55188 | 1 | Cordova Energy Company | IL | 17161 | MISC | Combined Cycle Gas | 301.4016 | 0.19083 | 0.00060003 | 4.5694 | 0.014367 | 0.039407 | 0.00060003 | 0.93431 | 0.014226 | -90.2802 | 41.7146
55237 | SCE7 | Shelby County | IL | 17173 | MISC | Simple Cycle Gas | 46.9831 | 0.0223 | 0.00066795 | 4.5548 | 0.13643 | 0.023241 | 0.00066795 | 4.7339 | 0.13605 | -88.4772 | 39.2794
56292 | ES2-A | NCEMC Hamlet Plant | NC | 37153 | SRCA | Simple Cycle Gas | 33.3972 | 0.03102 | 0.00061393 | 4.5503 | 0.090058 | 0.032705 | 0.00061393 | 4.7972 | 0.090052 | -79.7421 | 34.8395
7315 | 3 | Almond Power Plant | CA | 06099 | CANO | Simple Cycle Gas | 48.544 | 0.30034 | 0.0006001 | 4.5456 | 0.0090823 | 0.28594 | 0.0006001 | 4.3239 | 0.0090745 | -120.9854 | 37.5739
10870 | TURBIN | Hazleton Generation | PA | 42079 | PJME | Simple Cycle Gas | 61.6701 | 0.041213 | 0.0023948 | 4.5423 | 0.26394 | 0.043311 | 0.0023948 | 4.7597 | 0.26318 | -76.0416 | 40.9282
55234 | CT1 | Audrain Power Plant | MO | 29007 | MISC | Simple Cycle Gas | 81.6133 | 0.11816 | 0.00060007 | 4.5293 | 0.023001 | 0.12784 | 0.00060007 | 4.9001 | 0.023001 | -91.5369 | 39.3092
7863 | 1 | Elk Mound Generating Station | WI | 55017 | MISW | Simple Cycle Gas | 43.919 | 0.0788 | 0.00062851 | 4.5158 | 0.036018 | 0.08505 | 0.00062851 | 4.874 | 0.036018 | -91.5678 | 44.9019
886 | 332 | Fisk | IL | 17031 | PJMC | Oil | 39.9417 | 1.8805 | 0.50011 | 4.5124 | 1.2001 | 0 |  | 0 |  | -87.6533 | 41.8508
55234 | CT3 | Audrain Power Plant | MO | 29007 | MISC | Simple Cycle Gas | 81.7177 | 0.11352 | 0.00060006 | 4.5094 | 0.023836 | 0.12275 | 0.00060006 | 4.8762 | 0.023836 | -91.5369 | 39.3092
60460 | CT2 | Chamon Power, LLC | TX | 48201 | TRE | Simple Cycle Gas | 43.4427 | 0.23135 | 0.00060011 | 4.505 | 0.011686 | 0.23997 | 0.00060011 | 4.6041 | 0.011514 | -95.1299 | 29.7525
54768 | GT1 | Live Oak Limited | CA | 06029 | CANO | Simple Cycle Gas | 48.844 | 0.2106 | 0.00060024 | 4.4917 | 0.012802 | 0.1179 | 0.00060024 | 2.5513 | 0.01299 | -119.0298 | 35.4837
8007 | U00015 | Holtsville Facility | NY | 36103 | NYCW | Oil | 30.4189 | 0.00405 | 0.00064802 | 4.4869 | 0.71793 | 0.00011335 | 0.00064802 | 0.017492 | 0.1 | -73.0664 | 40.8153
55672 | CT1 | AL Sandersville Energy Facility | GA | 13303 | SRSE | Simple Cycle Gas | 93.4845 | 0.0377 | 0.00061258 | 4.4759 | 0.072728 | 0.037967 | 0.00061258 | 4.5025 | 0.072646 | -82.8608 | 33.1189
3548 | GT-2A | Decker Creek | TX | 48453 | TRE | Simple Cycle Gas | 19.8404 | 0 | 0 | 4.4755 | 0.70008 | 0 | 0 | 3.7444 | 0.70008 | -97.6128 | 30.3036
10350 | CTGA | Greenleaf One | CA | 06101 | CANO | Simple Cycle Gas | 33.5282 | 0.006931 | 0.00064042 | 4.4714 | 0.41315 | 0.0058963 | 0.00064042 | 3.7086 | 0.4028 | -121.694 | 39.054
57943 | CT1 | Lonesome Creek Station | ND | 38053 | SPPN | Simple Cycle Gas | 47.0177 | 0.3066 | 0.00060013 | 4.4588 | 0.0087275 | 0.34016 | 0.00060013 | 4.9184 | 0.0086773 | -103.5783 | 47.7966
8007 | U00016 | Holtsville Facility | NY | 36103 | NYCW | Oil | 30.4172 | 0.00405 | 0.00065083 | 4.4578 | 0.71637 | 0.00011336 | 0.00065083 | 0.017417 | 0.1 | -73.0664 | 40.8153
56998 | CT04 | Pueblo Airport Generating Station | CO | 08101 | RMRG | Combined Cycle Gas | 37.9134 | 0.49488 | 0.00060019 | 4.44 | 0.0053849 | 0.24504 | 0.00060019 | 2.2 | 0.0053887 | -104.533 | 38.322
55381 | CT-005 | Commonwealth Chesapeake | VA | 51001 | PJME | Oil | 44.6947 | 0.028141 | 0.00089779 | 4.4291 | 0.1413 | 0.0036563 | 0.00089779 | 0.57547 | 0.1413 | -75.54 | 37.9667
57515 | GT5 | Walnut Creek Energy Park | CA | 06037 | CASO | Simple Cycle Gas | 97.023 | 0.25508 | 0.00060004 | 4.424 | 0.010407 | 0.24944 | 0.00060004 | 4.3232 | 0.0104 | -117.943 | 34.0078
4005 | 4 | French Island | WI | 55063 | MISW | Oil | 67.1889 | 1.8414 | 0.50004 | 4.4188 | 1.2 | 5.213 | 0.50004 | 12.5102 | 1.2 | -91.26 | 43.8298
1592 | J3T2 | Medway Station | MA | 25021 | ISNE | Oil | 15.7536 | 0 | 0 | 4.4158 | 0.50499 | 0 |  | 0 |  | -71.4478 | 42.1364
1001 | 4 | Cayuga | IN | 18165 | MISC | Simple Cycle Gas | 100.3469 | 0.05523 | 0.00064993 | 4.415 | 0.051955 | 0.059544 | 0.00064993 | 4.7753 | 0.052124 | -87.4272 | 39.9239
55836 | 1A | Island Street Peaking Plant | WI | 55087 | MISW | Simple Cycle Gas | 26.4572 | 0.031069 | 0.00073743 | 4.414 | 0.10477 | 0.033619 | 0.00073743 | 4.7688 | 0.1046 | -88.2656 | 44.2761
641 | 5 | Gulf Clean Energy Center | FL | 12033 | SRSE | Coal | 91.7868 | 0.047251 | 0.00060036 | 4.411 | 0.056045 | 0 |  | 0 |  | -87.2289 | 30.5661
10745 | 018 | Midland Cogeneration Venture | MI | 26111 | MISE | Boiler Gas | 19.5926 | 0.096236 | 0.00060025 | 4.3823 | 0.027333 | 0.034187 | 0.00060025 | 1.5682 | 0.027534 | -84.2242 | 43.5861
561 | 10 | Franklin Drive | CT | 09005 | ISNE | Oil | 5.2803 | 0 | 0 | 4.3725 | 1.2 | 0 |  | 0 |  | -73.1156 | 41.7994
7981 | 2 | Mill Creek Combustion Turbine Station | SC | 45021 | SRCA | Simple Cycle Gas | 102.0144 | 0.053703 | 0.00075014 | 4.3681 | 0.061015 | 0.056285 | 0.00075014 | 4.6115 | 0.061459 | -81.4306 | 35.1597
55109 | T1 | Rocky Road Power, LLC | IL | 17089 | PJMC | Simple Cycle Gas | 119.618 | 0.026639 | 0.00060008 | 4.3616 | 0.098252 | 0.027901 | 0.00060008 | 4.5683 | 0.098253 | -88.2397 | 42.0931
55786 | CT01 | Edgewood Energy | NY | 36103 | NYCW | Simple Cycle Gas | 47.6382 | 0.23166 | 0.00060012 | 4.3473 | 0.011262 | 0.14974 | 0.00060012 | 2.789 | 0.011178 | -73.2931 | 40.7861
55202 | CT02 | Pinckneyville Power Plant | IL | 17145 | MISC | Simple Cycle Gas | 46.7289 | 0.027379 | 0.00060003 | 4.3441 | 0.095204 | 0.028661 | 0.00060003 | 4.5475 | 0.095202 | -89.3467 | 38.1114
55447 | CT01 | Columbia Energy Center (MO) | MO | 29019 | MISC | Simple Cycle Gas | 44.1897 | 0.055788 | 0.00060011 | 4.3405 | 0.046691 | 0.060292 | 0.00060011 | 4.6802 | 0.046583 | -92.2633 | 39.0183
63688 | CT-10 | Topaz Generating | TX | 48167 | TRE | Simple Cycle Gas | 45.822 | 0.18078 | 0.00060009 | 4.3324 | 0.014381 | 0.19016 | 0.00060009 | 4.4434 | 0.014022 | -94.976 | 29.4268
1592 | J3T1 | Medway Station | MA | 25021 | ISNE | Oil | 14.2213 | 0 | 0 | 4.301 | 0.49485 | 0 |  | 0 |  | -71.4478 | 42.1364
57703 | CT02 | Cheyenne Prairie Generating Station | WY | 56021 | RMRG | Combined Cycle Gas | 52.7929 | 0.318 | 0.00060017 | 4.2984 | 0.0081125 | 0.15785 | 0.00060017 | 2.1328 | 0.0081092 | -104.7214 | 41.1225
59882 | J5 | Exelon West Medway II | MA | 25021 | ISNE | Simple Cycle Gas | 103.3671 | 0.27822 | 0.00064872 | 4.2853 | 0.0099919 | 0.27315 | 0.00064872 | 4.2039 | 0.0099843 | -71.4478 | 42.1364
7948 | 5 | Hoosier Energy Lawrence Co Station | IN | 18093 | MISC | Simple Cycle Gas | 46.3942 | 0.029854 | 0.00060017 | 4.2795 | 0.086033 | 0.032136 | 0.00060017 | 4.6068 | 0.086036 | -86.4511 | 38.8003
2790 | CT6 | R M Heskett | ND | 38059 | MISW | Simple Cycle Gas | 47.812 | 0.022644 | 0.00060004 | 4.2724 | 0.11321 | 0.020176 | 0.00060004 | 3.7727 | 0.1122 | -100.8839 | 46.8669
55651 | CT-01 | Spring Creek Power Plant | OK | 40083 | SPPS | Simple Cycle Gas | 65.3974 | 0.090187 | 0.00060005 | 4.2082 | 0.027999 | 0.096897 | 0.00060005 | 4.5213 | 0.027999 | -97.655 | 35.7422
55381 | CT-004 | Commonwealth Chesapeake | VA | 51001 | PJME | Oil | 45.1438 | 0.031395 | 0.00088465 | 4.2008 | 0.11837 | 0.0040799 | 0.00088465 | 0.54589 | 0.11837 | -75.54 | 37.9667
2514 | U00021 | Glenwood | NY | 36059 | NYCW | Oil | 55.7326 | 0.00565 | 0.00078536 | 4.1986 | 0.58362 | 0.00015895 | 0.00078536 | 0.020239 | 0.1 | -73.6479 | 40.8269
55447 | CT03 | Columbia Energy Center (MO) | MO | 29019 | MISC | Simple Cycle Gas | 44.4687 | 0.053822 | 0.0006001 | 4.1814 | 0.046622 | 0.058171 | 0.0006001 | 4.4989 | 0.046412 | -92.2633 | 39.0183
55201 | GCTG1 | Gibson City Energy Center, LLC | IL | 17053 | MISC | Simple Cycle Gas | 121.1034 | 0.032995 | 0.0006 | 4.1764 | 0.075946 | 0.035778 | 0.0006 | 4.529 | 0.075952 | -88.3987 | 40.4705
55386 | B-1 | Columbia Energy Center (SC) | SC | 45017 | SRCA | Boiler Gas | 23.6602 | 0 | 0 | 4.1691 | 0.029566 | 0 | 0 | 4.4048 | 0.029576 | -81.0183 | 33.8692
57703 | CT01 | Cheyenne Prairie Generating Station | WY | 56021 | RMRG | Combined Cycle Gas | 54.382 | 0.31227 | 0.00060016 | 4.1624 | 0.0079998 | 0.15533 | 0.00060016 | 2.0696 | 0.0079965 | -104.7214 | 41.1225
7948 | 2 | Hoosier Energy Lawrence Co Station | IN | 18093 | MISC | Simple Cycle Gas | 45.699 | 0.032023 | 0.00060007 | 4.1588 | 0.077932 | 0.034279 | 0.00060007 | 4.4516 | 0.077928 | -86.4511 | 38.8003
7863 | 2 | Elk Mound Generating Station | WI | 55017 | MISW | Simple Cycle Gas | 46.1702 | 0.07175 | 0.00062387 | 4.1586 | 0.03616 | 0.077062 | 0.00062387 | 4.4667 | 0.036161 | -91.5678 | 44.9019
55799 | 0024 | Otsego Paper, Inc. | MI | 26005 | CONUS | Industrial | 24.0581 | 0 | 0 | 4.1531 | 0.021165 | 0 | 0 | 4.1531 | 0.021165 | -85.6941 | 42.4641
55540 | 1A | Chula Vista Energy Center | CA | 06073 | CASO | Simple Cycle Gas | 20.5948 | 0.0051925 | 0.00060025 | 4.1488 | 0.47961 | 0.0057606 | 0.00060025 | 4.686 | 0.48828 | -117.0586 | 32.5914
377 | 5 | Grayson Power Plant | CA | 06037 | CASO | Boiler Gas | 24.402 | 0.065697 | 0.00028659 | 4.1394 | 0.018057 | 0.054118 | 0.00028659 | 4.2413 | 0.022461 | -118.2782 | 34.1556
544 | 10 | Devon | CT | 09009 | ISNE | Oil | 8.8876 | 0 | 0 | 4.1387 | 1.2 | 0 |  | 0 |  | -73.1092 | 41.2083
56474 | CT1 | Barre Generating Station | CA | 06059 | CASO | Simple Cycle Gas | 52.9472 | 0.071208 | 0.00060012 | 4.1382 | 0.034876 | 0.077114 | 0.00060012 | 4.426 | 0.034444 | -117.9833 | 33.8073
55202 | CT01 | Pinckneyville Power Plant | IL | 17145 | MISC | Simple Cycle Gas | 46.9811 | 0.02587 | 0.00060005 | 4.1267 | 0.095717 | 0.02687 | 0.00060005 | 4.2856 | 0.095704 | -89.3467 | 38.1114
55540 | 1B | Chula Vista Energy Center | CA | 06073 | CASO | Simple Cycle Gas | 20.6705 | 0.0051585 | 0.0006002 | 4.1224 | 0.47964 | 0.0057241 | 0.0006002 | 4.6558 | 0.48818 | -117.0586 | 32.5914
10328 | UNIT4 | T B Simon Power Plant | MI | 26065 | CONUS | EGU-Other | 35.0207 | 0 | 0 | 4.108 | 0.049212 | 0 | 0 | 4.3977 | 0.049212 | -84.4836 | 42.7178
880076 | 431B25 | Lemont Refinery | IL | 17197 | CONUS | Industrial | 27.0581 | 0 | 0 | 4.0955 | 0.013449 | 0 | 0 | 4.0955 | 0.013449 | -88.0467 | 41.6439
52168 | 00004 | Riverbay Corp.- Co-Op City | NY | 36005 | NYCW | Combined Cycle Gas | 16.6537 | 0 | 0 | 4.0831 | 0.0269 | 0.068739 | 0.0008 | 2.3114 | 0.0269 | -73.8258 | 40.8697
7915 | NO1 | North 1st | NY | 36047 | NYCW | Simple Cycle Gas | 47.4584 | 0.23041 | 0.00060011 | 4.0821 | 0.010632 | 0.18396 | 0.00060011 | 3.2589 | 0.010631 | -73.9665 | 40.7168
50472 | R1B01 | Covanta Niagara | NY | 36063 | CONUS | EGU-Other | 39.649 | 0 | 0 | 4.0782 | 0.038322 | 0 | 0 | 4.4602 | 0.039038 | -79.0056 | 43.0839
1573 | GT5 | Morgantown | MD | 24017 | PJME | Oil | 50.5096 | 2.3368 | 0.30301 | 4.072 | 0.52801 | 0 |  | 0 |  | -76.9767 | 38.3592
7818 | ACT2 | Alsey Station | IL | 17171 | MISC | Simple Cycle Gas | 26.4019 | 0.011227 | 0.00060006 | 4.07 | 0.21752 | 0.011747 | 0.00060006 | 4.2585 | 0.21753 | -90.4339 | 39.5606
58235 | U1 | Clayville | NJ | 34011 | PJME | Simple Cycle Gas | 62.7608 | 0.17681 | 0.00060008 | 4.0661 | 0.0138 | 0.18514 | 0.00060008 | 4.2475 | 0.013767 | -75.0201 | 39.4245
1016 | GT-2 | Butler-Warner Generation Plant | NC | 37051 | SRCA | Combined Cycle Gas | 25.2193 | 0.008 | 0.00063793 | 4.0611 | 0.32384 | 0.0017523 | 0.00063793 | 0.88956 | 0.32385 | -78.8294 | 35.0986
3406 | JCT12 | Johnsonville | TN | 47085 | SRCE | Simple Cycle Gas | 106.7738 | 0.384 | 0.032176 | 4.0604 | 0.34023 | 0.41888 | 0.032176 | 4.4304 | 0.34032 | -87.9861 | 36.0278
2292 | CT5B | Sarpy County Station | NE | 31153 | SPPN | Simple Cycle Gas | 27.6568 | 0.030337 | 0.00060064 | 4.0493 | 0.080171 | 0.032843 | 0.00060064 | 4.3817 | 0.080134 | -95.9692 | 41.1706
7912 | BW01 | Brentwood | NY | 36103 | NYCW | Simple Cycle Gas | 48.2441 | 0.21787 | 0.00060006 | 4.0362 | 0.011117 | 0.1587 | 0.00060006 | 2.9204 | 0.011042 | -73.194 | 40.7869
10649 | GT1 | Bear Mountain Limited | CA | 06029 | CANO | Simple Cycle Gas | 45.7404 | 0.27363 | 0.00059967 | 4.0353 | 0.0088435 | 0.10666 | 0.00059967 | 1.5563 | 0.0087497 | -118.927 | 35.4192
3612 | CGT5 | V H Braunig | TX | 48029 | TRE | Simple Cycle Gas | 50.5334 | 0.16542 | 0.00064583 | 3.9938 | 0.015593 | 0.16533 | 0.00064583 | 3.9687 | 0.015503 | -98.3815 | 29.2574
6761 | B | Rawhide Energy Station | CO | 08069 | RMRG | Simple Cycle Gas | 71.7356 | 0.076036 | 0.00060003 | 3.9849 | 0.031447 | 0.08611 | 0.00060003 | 4.5136 | 0.031452 | -105.0206 | 40.8611
7266 | 1 | Woodland Generation Station | CA | 06099 | CANO | Simple Cycle Gas | 47.0735 | 0.27533 | 0.00060025 | 3.9829 | 0.0086833 | 0.2739 | 0.00060025 | 3.8832 | 0.00851 | -121.0172 | 37.6528
63688 | CT-8 | Topaz Generating | TX | 48167 | TRE | Simple Cycle Gas | 46.0068 | 0.17582 | 0.00060012 | 3.9698 | 0.01355 | 0.1865 | 0.00060012 | 4.1545 | 0.013368 | -94.976 | 29.4268
3612 | CGT6 | V H Braunig | TX | 48029 | TRE | Simple Cycle Gas | 50.0711 | 0.1641 | 0.00064152 | 3.9586 | 0.015475 | 0.1633 | 0.00064152 | 3.9153 | 0.015381 | -98.3813 | 29.2574
886 | 331 | Fisk | IL | 17031 | PJMC | Oil | 39.9417 | 1.6457 | 0.50014 | 3.9488 | 1.2001 | 0 |  | 0 |  | -87.6533 | 41.8508
10 | CT3 | Greene County | AL | 01063 | SRSE | Simple Cycle Gas | 104.6878 | 1.2433 | 0.028802 | 3.9458 | 0.091408 | 1.2512 | 0.028802 | 3.957 | 0.091089 | -87.7811 | 32.6017
880053 | B017 | Altivia Services Institute Facility | WV | 54039 | CONUS | EGU-Other | 30.408 | 0 | 0 | 3.9092 | 0.027349 | 0 | 0 | 4.144 | 0.027349 | -81.7797 | 38.3864
7909 | VB02 | Vernon Boulevard | NY | 36081 | NYCW | Simple Cycle Gas | 41.2035 | 0.19691 | 0.00060008 | 3.9007 | 0.011887 | 0.15032 | 0.00060008 | 2.9646 | 0.011835 | -73.9506 | 40.7539
55031 | CT03 | Androscoggin Energy | ME | 23007 | ISNE | Simple Cycle Gas | 54.4256 | 0.22304 | 0.0011752 | 3.8995 | 0.020545 | 0.21963 | 0.0011752 | 3.8457 | 0.020577 | -70.2403 | 44.5047
55202 | CT04 | Pinckneyville Power Plant | IL | 17145 | MISC | Simple Cycle Gas | 45.7462 | 0.024799 | 0.00060001 | 3.8945 | 0.094225 | 0.025525 | 0.00060001 | 4.008 | 0.094215 | -89.3467 | 38.1114
886 | 311 | Fisk | IL | 17031 | PJMC | Oil | 39.9417 | 1.6204 | 0.5001 | 3.8883 | 1.2001 | 0 |  | 0 |  | -87.6533 | 41.8508
1728 | CTG121 | Delray | MI | 26163 | MISE | Simple Cycle Gas | 81.0078 | 0.049231 | 0.00060004 | 3.8862 | 0.047365 | 0.052663 | 0.00060004 | 4.1349 | 0.047113 | -83.1019 | 42.2947
315 | 5 | AES Alamitos | CA | 06037 | CASO | Boiler Gas | 409.1741 | 0.39403 | 0.00060003 | 3.877 | 0.005904 | 0.38416 | 0.00060003 | 3.7775 | 0.0059002 | -118.1009 | 33.7688
56908 | 1A | Dave Gates Generating Station | MT | 30023 | NWPP | Simple Cycle Gas | 27.5864 | 0.21747 | 0.00074429 | 3.8768 | 0.013268 | 0.21022 | 0.00074429 | 3.7329 | 0.013216 | -112.8755 | 46.1066
120 | CT5 | Yucca Power Plant | AZ | 04027 | SRSG | Simple Cycle Gas | 50.7534 | 0.2443 | 0.00060012 | 3.8672 | 0.0094998 | 0.28444 | 0.00060012 | 4.4984 | 0.0094908 | -114.7097 | 32.7214
10621 | 1 | Syracuse, LLC | NY | 36067 | NYUP | Combined Cycle Gas | 86.5937 | 0.0087805 | 0.00059998 | 3.8608 | 0.26381 | 0.0049515 | 0.00059998 | 2.1156 | 0.25636 | -76.2144 | 43.0664
7909 | VB01 | Vernon Boulevard | NY | 36081 | NYCW | Simple Cycle Gas | 41.808 | 0.20255 | 0.00060012 | 3.8574 | 0.011428 | 0.16045 | 0.00060012 | 3.045 | 0.011389 | -73.9506 | 40.7539
55109 | T2 | Rocky Road Power, LLC | IL | 17089 | PJMC | Simple Cycle Gas | 120.6174 | 0.025827 | 0.00060006 | 3.8552 | 0.089569 | 0.027043 | 0.00060006 | 4.0371 | 0.089579 | -88.2397 | 42.0931
880006 | 2 | Vicinity Energy Philadelphia Edison Sta | PA | 42101 | CONUS | EGU-Other | 27.5397 | 0 | 0 | 3.8541 | 0.34088 | 0 | 0 | 4.2142 | 0.34562 | -75.1557 | 39.949
7925 | CT02 | Lakefield Junction Generating | MN | 27091 | MISW | Simple Cycle Gas | 75.7558 | 0.069573 | 0.00060015 | 3.8439 | 0.033158 | 0.075645 | 0.00060015 | 4.1711 | 0.033092 | -94.8186 | 43.7989
2713 | 5 | L V Sutton | NC | 37129 | SRCA | Simple Cycle Gas | 83.3649 | 0.059832 | 0.0017525 | 3.8435 | 0.11258 | 0.062973 | 0.0017525 | 4.1077 | 0.11431 | -77.9864 | 34.2829
55234 | CT4 | Audrain Power Plant | MO | 29007 | MISC | Simple Cycle Gas | 82.0199 | 0.10274 | 0.00060006 | 3.823 | 0.022329 | 0.11114 | 0.00060006 | 4.1358 | 0.022329 | -91.5369 | 39.3092
57515 | GT2 | Walnut Creek Energy Park | CA | 06037 | CASO | Simple Cycle Gas | 98.519 | 0.20507 | 0.00060008 | 3.8186 | 0.011174 | 0.20521 | 0.00060008 | 3.8292 | 0.011197 | -117.943 | 34.0078
2679 | 5 | Freeport Power Plant No. 2 | NY | 36059 | NYCW | Simple Cycle Gas | 47.506 | 0.31674 | 0.0011388 | 3.8159 | 0.01372 | 0.19454 | 0.0011388 | 2.2851 | 0.013377 | -73.5683 | 40.6447
7277 | 8 | Lincoln Combustion Turbine | NC | 37109 | SRCA | Simple Cycle Gas | 117.3278 | 0.12452 | 0.0052851 | 3.8104 | 0.16173 | 0.12883 | 0.0052851 | 3.9569 | 0.16233 | -81.0377 | 35.4305
7145 | 3 | Pleasant Hill Energy Center | IA | 19153 | MISW | Simple Cycle Gas | 100.1809 | 0.38494 | 0.019719 | 3.81 | 0.19517 | 0.42811 | 0.019719 | 4.1248 | 0.18999 | -93.5242 | 41.5572
57482 | 5 | Sentinel Energy Center, LLC | CA | 06065 | CASO | Simple Cycle Gas | 98.2317 | 0.19459 | 0.00060011 | 3.8063 | 0.011739 | 0.20876 | 0.00060011 | 4.0818 | 0.011734 | -116.575 | 33.9366
3096 | 2A | Brunot Island Power Station | PA | 42003 | PJMW | Combined Cycle Gas | 63.4671 | 0.083007 | 0.00060008 | 3.8049 | 0.027507 | 0.075494 | 0.00060008 | 3.4519 | 0.027438 | -80.044 | 40.4638
880025 | 035 | Trainer Refinery | PA | 42045 | CONUS | Institutional | 29.1358 | 0 | 0 | 3.8028 | 0.0043927 | 0 | 0 | 3.8164 | 0.0043956 | -75.4033 | 39.8228
10761 | 1 | Las Vegas Generating Station | NV | 32003 | BASN | Combined Cycle Gas | 38.894 | 0.12421 | 0.00060019 | 3.7981 | 0.018353 | 0.07533 | 0.00060019 | 2.3013 | 0.018335 | -115.1235 | 36.2317
57482 | 8 | Sentinel Energy Center, LLC | CA | 06065 | CASO | Simple Cycle Gas | 97.7499 | 0.19131 | 0.00060008 | 3.7962 | 0.011908 | 0.20313 | 0.00060008 | 4.0319 | 0.011911 | -116.575 | 33.9366
55699 | 2 | Bayswater Peaking Facility | NY | 36081 | NYCW | Oil | 58.0474 | 0.21307 | 0.00060401 | 3.7875 | 0.010737 | 0.005966 | 0.00060401 | 0.10611 | 0.010743 | -73.7614 | 40.6106
886 | 321 | Fisk | IL | 17031 | PJMC | Oil | 39.9417 | 1.5712 | 0.5001 | 3.7704 | 1.2001 | 0 |  | 0 |  | -87.6533 | 41.8508
7783 | P001 | Omega JV2 Bowling Green | OH | 39173 | PJMW | Simple Cycle Gas | 38.7054 | 0.00285 | 0.00052925 | 3.7694 | 0.7 | 0.0030555 | 0.00052925 | 4.0407 | 0.69991 | -83.6406 | 41.3883
56908 | 1B | Dave Gates Generating Station | MT | 30023 | NWPP | Simple Cycle Gas | 27.538 | 0.21677 | 0.00074418 | 3.765 | 0.012925 | 0.20888 | 0.00074418 | 3.6128 | 0.012871 | -112.8755 | 46.1066
7277 | 7 | Lincoln Combustion Turbine | NC | 37109 | SRCA | Simple Cycle Gas | 115.8205 | 0.12128 | 0.0054632 | 3.7639 | 0.16955 | 0.12527 | 0.0054632 | 3.9032 | 0.17023 | -81.0375 | 35.4306
57482 | 7 | Sentinel Energy Center, LLC | CA | 06065 | CASO | Simple Cycle Gas | 93.901 | 0.18105 | 0.00060005 | 3.7613 | 0.012466 | 0.19044 | 0.00060005 | 3.9562 | 0.012465 | -116.575 | 33.9366
8007 | U00013 | Holtsville Facility | NY | 36103 | NYCW | Oil | 29.7806 | 0.00325 | 0.00067438 | 3.75 | 0.77814 | 9.1296e-05 | 0.00067438 | 0.013538 | 0.1 | -73.0664 | 40.8153
55285 | WH06 | Wolf Hills Energy | VA | 51191 | PJMW | Simple Cycle Gas | 23.7532 | 0.00875 | 0.00063193 | 3.7402 | 0.27012 | 0.0093748 | 0.00063193 | 3.9915 | 0.26905 | -82.1022 | 36.6643
880030 | B035 | BP Husky Refining LLC | OH | 39095 | CONUS | Industrial | 23.9392 | 0 | 0 | 3.7343 | 0.032324 | 0 | 0 | 3.7417 | 0.032324 | -83.4539 | 41.6786
10743 | CFB1 | Morgantown Energy Facility | WV | 54061 | PJMW | Coal | 28.1868 | 0.18362 | 0.007856 | 3.7342 | 0.15976 | 0.15462 | 0.007856 | 3.1701 | 0.16107 | -79.9606 | 39.6397
5083 | 05001 | Cumberland Energy Center | NJ | 34011 | PJME | Simple Cycle Gas | 126.8518 | 0.23442 | 0.00059963 | 3.734 | 0.0095514 | 0.248 | 0.00059963 | 3.9517 | 0.0095546 | -74.9654 | 39.3757
8007 | U00009 | Holtsville Facility | NY | 36103 | NYCW | Oil | 30.1458 | 0.00435 | 0.0006513 | 3.7276 | 0.55811 | 0.00012211 | 0.0006513 | 0.01875 | 0.1 | -73.0664 | 40.8153
6042 | PMT1 | Manatee | FL | 12081 | FRCC | Boiler Gas | 561.3744 | 0.17673 | 0.0026212 | 3.7152 | 0.055102 | 0 |  | 0 |  | -82.3456 | 27.6058
55447 | CT02 | Columbia Energy Center (MO) | MO | 29019 | MISC | Simple Cycle Gas | 43.4805 | 0.049632 | 0.00060007 | 3.7133 | 0.044896 | 0.053655 | 0.00060007 | 4.0021 | 0.044759 | -92.2633 | 39.0183
6264 | AUX2 | Mountaineer (1301) | WV | 54053 | CONUS | EGU-Other | 59.8 | 0 | 0 | 3.7088 | 0.10565 | 0 | 0 | 3.7088 | 0.10565 | -81.9344 | 38.9794
607 | CT4 | Fredonia Generating Station | WA | 53057 | NWPP | Simple Cycle Gas | 71.8363 | 0.13563 | 0.0013358 | 3.7054 | 0.036495 | 0.14708 | 0.0013358 | 4.0642 | 0.036912 | -122.435 | 48.4553
399 | **10B | Harbor Generating Station | CA | 06037 | CASO | Combined Cycle Gas | 108.6656 | 0.12597 | 0.00060019 | 3.6933 | 0.017597 | 0.02664 | 0.00060019 | 0.77616 | 0.017487 | -118.2644 | 33.7856
2713 | 4 | L V Sutton | NC | 37129 | SRCA | Simple Cycle Gas | 85.6672 | 0.060246 | 0.0018682 | 3.6887 | 0.11439 | 0.063392 | 0.0018682 | 3.9418 | 0.11617 | -77.9864 | 34.2829
55234 | CT8 | Audrain Power Plant | MO | 29007 | MISC | Simple Cycle Gas | 80.1304 | 0.094124 | 0.00060003 | 3.6831 | 0.023479 | 0.10175 | 0.00060003 | 3.9814 | 0.023478 | -91.5369 | 39.3092
57482 | 2 | Sentinel Energy Center, LLC | CA | 06065 | CASO | Simple Cycle Gas | 94.3394 | 0.19924 | 0.00060002 | 3.6813 | 0.011086 | 0.22701 | 0.00060002 | 4.2016 | 0.011105 | -116.575 | 33.9366
55381 | CT-006 | Commonwealth Chesapeake | VA | 51001 | PJME | Oil | 44.8228 | 0.02653 | 0.00089791 | 3.6705 | 0.12423 | 0.0034476 | 0.00089791 | 0.47697 | 0.12423 | -75.54 | 37.9667
6761 | D | Rawhide Energy Station | CO | 08069 | RMRG | Simple Cycle Gas | 73.5932 | 0.076745 | 0.00060006 | 3.6675 | 0.028676 | 0.087179 | 0.00060006 | 4.1669 | 0.028681 | -105.0206 | 40.8611
1206 | 1G | Summit Lake | IA | 19175 | MISW | Simple Cycle Gas | 19.8993 | 0.02455 | 0.0068375 | 3.6652 | 1.0208 | 0.025182 | 0.0068375 | 3.737 | 1.0147 | -94.3475 | 41.1134
57482 | 3 | Sentinel Energy Center, LLC | CA | 06065 | CASO | Simple Cycle Gas | 93.1162 | 0.18708 | 0.00060005 | 3.6612 | 0.011743 | 0.20172 | 0.00060005 | 3.9478 | 0.011743 | -116.575 | 33.9366
116 | GT7 | Ocotillo Power Plant | AZ | 04013 | SRSG | Simple Cycle Gas | 107.8225 | 0.26309 | 0.00060004 | 3.659 | 0.0083452 | 0.29467 | 0.00060004 | 4.0983 | 0.0083457 | -111.9122 | 33.4225
55381 | CT-007 | Commonwealth Chesapeake | VA | 51001 | PJME | Oil | 44.2549 | 0.02349 | 0.00085756 | 3.6572 | 0.13351 | 0.0030599 | 0.00085756 | 0.47831 | 0.13405 | -75.54 | 37.9667
3612 | CGT7 | V H Braunig | TX | 48029 | TRE | Simple Cycle Gas | 50.4613 | 0.14784 | 0.00064675 | 3.6507 | 0.015971 | 0.14927 | 0.00064675 | 3.6562 | 0.015841 | -98.3811 | 29.2574
1571 | **GT6 | Chalk Point | MD | 24033 | PJME | Simple Cycle Gas | 111.7496 | 2.0539 | 0.062174 | 3.6392 | 0.11017 | 2.0743 | 0.062174 | 3.6605 | 0.10972 | -76.6861 | 38.5444
3612 | CGT8 | V H Braunig | TX | 48029 | TRE | Simple Cycle Gas | 50.2087 | 0.1536 | 0.00065024 | 3.6371 | 0.015397 | 0.15459 | 0.00065024 | 3.6243 | 0.015245 | -98.3808 | 29.2574
7277 | 5 | Lincoln Combustion Turbine | NC | 37109 | SRCA | Simple Cycle Gas | 117.2912 | 0.14162 | 0.0072383 | 3.6232 | 0.18519 | 0.14638 | 0.0072383 | 3.7833 | 0.18708 | -81.0369 | 35.4309
56964 | GT5 | Bayonne Energy Center | NJ | 34017 | NYCW | Simple Cycle Gas | 66.1882 | 0.332 | 0.00057315 | 3.6207 | 0.0062507 | 0.26771 | 0.00057315 | 2.9195 | 0.0062503 | -74.0951 | 40.6583
7910 | 2301 | 23rd and 3rd | NY | 36047 | NYCW | Simple Cycle Gas | 49.3986 | 0.19923 | 0.00060009 | 3.6114 | 0.010878 | 0.15555 | 0.00060009 | 2.8156 | 0.010862 | -74 | 40.663
10350 | CTGB | Greenleaf One | CA | 06101 | CANO | Simple Cycle Gas | 160.9882 | 0.013742 | 0.00061552 | 3.6101 | 0.1617 | 0.01388 | 0.00061552 | 7.9086 | 0.35071 | -121.694 | 39.054
2369 | CT1 | White Lake | NH | 33003 | ISNE | Oil | 7.1651 | 0 | 0 | 3.6094 | 0.80988 | 0 |  | 0 |  | -71.2069 | 43.848
59073 | B921B | Cove Point LNG Terminal | MD | 24009 | CONUS | Industrial | 30.4977 | 0 | 0 | 3.6091 | 0.0067645 | 0 | 0 | 3.6092 | 0.0067636 | -76.408 | 38.387
10761 | 3 | Las Vegas Generating Station | NV | 32003 | BASN | Combined Cycle Gas | 45.4463 | 0.15658 | 0.00060015 | 3.6044 | 0.013815 | 0.094945 | 0.00060015 | 2.1841 | 0.013806 | -115.1235 | 36.2317
2393 | 05 | Gilbert Generating Station | NJ | 34019 | PJME | Combined Cycle Gas | 69.8118 | 0.078826 | 0.00060012 | 3.6043 | 0.02744 | 0.063786 | 0.00060012 | 2.9203 | 0.027475 | -75.165 | 40.5661
55651 | CT-02 | Spring Creek Power Plant | OK | 40083 | SPPS | Simple Cycle Gas | 65.2681 | 0.092814 | 0.00060007 | 3.6026 | 0.023292 | 0.099642 | 0.00060007 | 3.8675 | 0.023291 | -97.655 | 35.7422
3096 | 2B | Brunot Island Power Station | PA | 42003 | PJMW | Combined Cycle Gas | 63.4674 | 0.068055 | 0.00060008 | 3.5961 | 0.031709 | 0.061383 | 0.00060008 | 3.196 | 0.031244 | -80.044 | 40.4638
886 | 322 | Fisk | IL | 17031 | PJMC | Oil | 39.9417 | 1.4969 | 0.50011 | 3.5918 | 1.2 | 0 |  | 0 |  | -87.6533 | 41.8508
6058 | CT1 | Cascade Creek | MN | 27109 | MISW | Simple Cycle Gas | 44.8 | 0.08705 | 0.017372 | 3.5915 | 0.71676 | 0 |  | 0 |  | -92.4908 | 44.0322
55522 | CT07 | Sundance Power Plant | AZ | 04021 | SRSG | Simple Cycle Gas | 49.0025 | 0.13041 | 0.00060012 | 3.5868 | 0.016505 | 0.1533 | 0.00060012 | 4.2148 | 0.0165 | -111.5899 | 32.9285
55651 | CT-03 | Spring Creek Power Plant | OK | 40083 | SPPS | Simple Cycle Gas | 66.4643 | 0.082526 | 0.00060004 | 3.5838 | 0.026058 | 0.088696 | 0.00060004 | 3.8516 | 0.026057 | -97.655 | 35.7422
6264 | AUX1 | Mountaineer (1301) | WV | 54053 | CONUS | EGU-Other | 59.8 | 0 | 0 | 3.5813 | 0.10585 | 0 | 0 | 3.5813 | 0.10585 | -81.9344 | 38.9794
8007 | U00010 | Holtsville Facility | NY | 36103 | NYCW | Oil | 30.1458 | 0.00435 | 0.0006513 | 3.5746 | 0.5352 | 0.00012211 | 0.0006513 | 0.01875 | 0.1 | -73.0664 | 40.8153
8053 | PT01 | Pouch Terminal | NY | 36085 | NYCW | Simple Cycle Gas | 47.4755 | 0.19509 | 0.00060011 | 3.5716 | 0.010986 | 0.1558 | 0.00060011 | 2.8467 | 0.010965 | -74.069 | 40.6188
56964 | GT1 | Bayonne Energy Center | NJ | 34017 | NYCW | Simple Cycle Gas | 66.531 | 0.34155 | 0.00058501 | 3.5694 | 0.0061138 | 0.27387 | 0.00058501 | 2.8618 | 0.0061132 | -74.0951 | 40.6583
56998 | CT05 | Pueblo Airport Generating Station | CO | 08101 | RMRG | Combined Cycle Gas | 38.0831 | 0.50049 | 0.00060018 | 3.5686 | 0.0042794 | 0.24789 | 0.00060018 | 1.768 | 0.0042806 | -104.533 | 38.322
50799 | 001001 | EFS Parlin Holdings, LLC | NJ | 34023 | PJME | Combined Cycle Gas | 66.1438 | 0.037565 | 0.0006001 | 3.5591 | 0.056857 | 0.030367 | 0.0006001 | 2.8772 | 0.056856 | -74.3327 | 40.4586
56998 | CT06 | Pueblo Airport Generating Station | CO | 08101 | RMRG | Combined Cycle Gas | 37.5055 | 0.60652 | 0.00060018 | 3.5428 | 0.0035057 | 0.30032 | 0.00060018 | 1.7539 | 0.0035052 | -104.533 | 38.322
59073 | B921A | Cove Point LNG Terminal | MD | 24009 | CONUS | Industrial | 30.5477 | 0 | 0 | 3.5419 | 0.0068037 | 0 | 0 | 3.5435 | 0.0068037 | -76.408 | 38.387
60459 | CT2 | Port Comfort Peaking Facility | TX | 48057 | TRE | Simple Cycle Gas | 44.5251 | 0.18323 | 0.00060007 | 3.5355 | 0.011579 | 0.18376 | 0.00060007 | 3.4961 | 0.011416 | -96.5445 | 28.6502
55651 | CT-04 | Spring Creek Power Plant | OK | 40083 | SPPS | Simple Cycle Gas | 65.3725 | 0.08214 | 0.00060008 | 3.5324 | 0.025806 | 0.088272 | 0.00060008 | 3.7962 | 0.025807 | -97.655 | 35.7422
880025 | 034 | Trainer Refinery | PA | 42045 | CONUS | Institutional | 31.2785 | 0 | 0 | 3.5156 | 0.004179 | 0 | 0 | 3.5131 | 0.0041713 | -75.4033 | 39.8228
55216 | B-6 | Morris Cogeneration, LLC | IL | 17063 | CONUS | EGU-Other | 21.8699 | 0 | 0 | 3.5082 | 0.062181 | 0 | 0 | 3.7143 | 0.062181 | -88.3292 | 41.4092
56964 | GT8 | Bayonne Energy Center | NJ | 34017 | NYCW | Simple Cycle Gas | 67.9923 | 0.30748 | 0.00057266 | 3.496 | 0.0065111 | 0.25053 | 0.00057266 | 2.8479 | 0.0065098 | -74.0951 | 40.6583
57482 | 1 | Sentinel Energy Center, LLC | CA | 06065 | CASO | Simple Cycle Gas | 96.5651 | 0.19209 | 0.00060009 | 3.4871 | 0.010894 | 0.20803 | 0.00060009 | 3.7791 | 0.010901 | -116.575 | 33.9366
57482 | 4 | Sentinel Energy Center, LLC | CA | 06065 | CASO | Simple Cycle Gas | 98.1356 | 0.19027 | 0.00060004 | 3.4599 | 0.010911 | 0.2016 | 0.00060004 | 3.6653 | 0.010909 | -116.575 | 33.9366
7910 | 2302 | 23rd and 3rd | NY | 36047 | NYCW | Simple Cycle Gas | 48.264 | 0.18164 | 0.0006001 | 3.4465 | 0.011386 | 0.1494 | 0.0006001 | 2.8327 | 0.011378 | -74 | 40.663
56964 | GT4 | Bayonne Energy Center | NJ | 34017 | NYCW | Simple Cycle Gas | 67.0983 | 0.31843 | 0.00057826 | 3.4425 | 0.0062515 | 0.25953 | 0.00057826 | 2.8062 | 0.0062524 | -74.0951 | 40.6583
57482 | 6 | Sentinel Energy Center, LLC | CA | 06065 | CASO | Simple Cycle Gas | 98.5196 | 0.18791 | 0.00060009 | 3.4254 | 0.010939 | 0.19744 | 0.00060009 | 3.5994 | 0.01094 | -116.575 | 33.9366
7146 | UGT014 | Wading River Facility | NY | 36103 | NYCW | Oil | 19.0331 | 0 | 0 | 3.4043 | 0.79603 | 0.00013202 | 0.0011 | 0.012002 | 0.1 | -72.8781 | 40.9575
7845 | LCT12 | Lagoon Creek | TN | 47075 | SRCE | Oil | 86.9944 | 0.063719 | 0.00062576 | 3.393 | 0.033321 | 0.026261 | 0.00062576 | 1.3991 | 0.033339 | -89.3964 | 35.6578
8007 | U00014 | Holtsville Facility | NY | 36103 | NYCW | Oil | 29.7832 | 0.00325 | 0.00067346 | 3.3925 | 0.703 | 9.1295e-05 | 0.00067346 | 0.013556 | 0.1 | -73.0664 | 40.8153
55522 | CT09 | Sundance Power Plant | AZ | 04021 | SRSG | Simple Cycle Gas | 48.5242 | 0.14407 | 0.00060013 | 3.3925 | 0.014131 | 0.16915 | 0.00060013 | 3.9827 | 0.014131 | -111.5899 | 32.9285
330 | 5 | El Segundo | CA | 06037 | CASO | Combined Cycle Gas | 306.4253 | 0.42556 | 0.00060002 | 3.3773 | 0.0047618 | 0.094543 | 0.00060002 | 0.75051 | 0.0047632 | -118.425 | 33.9106
55699 | 1 | Bayswater Peaking Facility | NY | 36081 | NYCW | Simple Cycle Gas | 58.4691 | 0.16846 | 0.00060003 | 3.3602 | 0.011968 | 0.13079 | 0.00060003 | 2.6004 | 0.01193 | -73.7614 | 40.6106
404 | 6 | Scattergood Generating Station | CA | 06037 | CASO | Simple Cycle Gas | 96.6852 | 0.23512 | 0.00060005 | 3.3601 | 0.0085752 | 0.24844 | 0.00060005 | 3.5528 | 0.008581 | -118.4258 | 33.9175
2393 | 07 | Gilbert Generating Station | NJ | 34019 | PJME | Combined Cycle Gas | 76.8765 | 0.072311 | 0.00060009 | 3.3591 | 0.027877 | 0.058494 | 0.00060009 | 2.7207 | 0.027912 | -75.165 | 40.5661
56964 | GT2 | Bayonne Energy Center | NJ | 34017 | NYCW | Simple Cycle Gas | 66.8026 | 0.32148 | 0.00057573 | 3.3523 | 0.0060035 | 0.25989 | 0.00057573 | 2.7086 | 0.0060002 | -74.0951 | 40.6583
7988 | 3 | Silver Creek Generating Plant | MS | 28065 | MISS | Simple Cycle Gas | 90.8241 | 0.078235 | 0.00060007 | 3.3493 | 0.025689 | 0.084769 | 0.00060007 | 3.6254 | 0.025664 | -89.9468 | 31.6004
7914 | HR01 | Harlem River Yard | NY | 36005 | NYCW | Simple Cycle Gas | 46.6645 | 0.20116 | 0.00060013 | 3.3316 | 0.0099391 | 0.15228 | 0.00060013 | 2.5082 | 0.0098844 | -73.9147 | 40.7989
50799 | 003001 | EFS Parlin Holdings, LLC | NJ | 34023 | PJME | Combined Cycle Gas | 67.6483 | 0.034496 | 0.00060004 | 3.3269 | 0.05787 | 0.027882 | 0.00060004 | 2.6888 | 0.057866 | -74.3327 | 40.4586
52168 | 0003HP | Riverbay Corp.- Co-Op City | NY | 36005 | NYCW | Boiler Gas | 14.7418 | 0 | 0 | 3.3033 | 0.032956 | 0.062117 | 0.0006 | 3.4119 | 0.032956 | -73.8258 | 40.8697
2494 | CT02-2 | Gowanus Generating Station | NY | 36047 | NYCW3 | Oil | 19.2295 | 0 | 0 | 3.2931 | 0.34467 | 0.00012386 | 0.0015 | 0.03303 | 0.4 | -74.0051 | 40.6635
2494 | CT02-3 | Gowanus Generating Station | NY | 36047 | NYCW3 | Oil | 19.0765 | 0 | 0 | 3.2927 | 0.33361 | 6.9671e-05 | 0.0015 | 0.018579 | 0.4 | -74.0051 | 40.6635
7138 | 003001 | Forked River Power | NJ | 34029 | PJME | Oil | 38.384 | 0.0161 | 0.00093392 | 3.2906 | 0.19088 | 0.00209 | 0.00093392 | 0.41555 | 0.18569 | -74.2098 | 39.8154
55522 | CT10 | Sundance Power Plant | AZ | 04021 | SRSG | Simple Cycle Gas | 48.436 | 0.14875 | 0.00060012 | 3.2823 | 0.013242 | 0.17488 | 0.00060012 | 3.8598 | 0.013245 | -111.5899 | 32.9285
7913 | HG01 | Hell Gate | NY | 36005 | NYCW | Simple Cycle Gas | 46.9643 | 0.19785 | 0.00060009 | 3.2706 | 0.00992 | 0.15364 | 0.00060009 | 2.531 | 0.0098859 | -73.9093 | 40.7988
57943 | CT3 | Lonesome Creek Station | ND | 38053 | SPPN | Simple Cycle Gas | 50.2127 | 0.16252 | 0.00060017 | 3.256 | 0.012024 | 0.17569 | 0.00060017 | 3.5189 | 0.012021 | -103.5783 | 47.7966
2496 | CT0003 | Hudson Avenue | NY | 36047 | NYCW | Oil | 13.9991 | 0 | 0 | 3.2559 | 1.2 | 0 |  | 0 |  | -73.9807 | 40.7052
7277 | 6 | Lincoln Combustion Turbine | NC | 37109 | SRCA | Simple Cycle Gas | 114.2185 | 0.12646 | 0.0069211 | 3.2517 | 0.17797 | 0.13089 | 0.0069211 | 3.3924 | 0.17938 | -81.0371 | 35.4308
400 | 16 | Haynes Generating Station | CA | 06037 | CASO | Simple Cycle Gas | 95.2935 | 0.21882 | 0.00060006 | 3.2464 | 0.0089027 | 0.24253 | 0.00060006 | 3.5889 | 0.0088796 | -118.094 | 33.7639
3609 | CGT3 | Leon Creek | TX | 48029 | TRE | Simple Cycle Gas | 48.0586 | 0.11981 | 0.00060008 | 3.2359 | 0.016208 | 0.11971 | 0.00060008 | 3.2266 | 0.016174 | -98.5753 | 29.3511
56964 | GT7 | Bayonne Energy Center | NJ | 34017 | NYCW | Simple Cycle Gas | 67.2886 | 0.31542 | 0.00057469 | 3.2211 | 0.0058688 | 0.25498 | 0.00057469 | 2.6035 | 0.0058679 | -74.0951 | 40.6583
2291 | 1 | North Omaha Station | NE | 31055 | SPPN | Boiler Gas | 81.8018 | 0.027316 | 0.00060069 | 3.2165 | 0.070729 | 0 |  | 0 |  | -95.9458 | 41.3297
3609 | CGT4 | Leon Creek | TX | 48029 | TRE | Simple Cycle Gas | 47.9206 | 0.11763 | 0.00060007 | 3.212 | 0.016385 | 0.11839 | 0.00060007 | 3.2207 | 0.016324 | -98.5753 | 29.3511
55267 | 3 | Edward L Addison Generating Plant | GA | 13293 | SRSE | Simple Cycle Gas | 171.4371 | 0.047306 | 0.00083573 | 3.1897 | 0.056351 | 0.047502 | 0.00083573 | 3.1094 | 0.054706 | -84.3059 | 32.911
591 | 11 | Christiana Substation | DE | 10003 | PJME | Oil | 31.8474 | 0 | 0 | 3.186 | 0.5906 | 0 | 0 | 0.31366 | 0.44642 | -75.5371 | 39.7302
3604 | GT1 | J Robert Massengale Generating Station | TX | 48303 | SPPS | Combined Cycle Gas | 47.7129 | 0.045567 | 0.00060011 | 3.1766 | 0.041835 | 0.0046969 | 0.00060011 | 0.32694 | 0.041773 | -101.8408 | 33.6039
55522 | CT08 | Sundance Power Plant | AZ | 04021 | SRSG | Simple Cycle Gas | 48.8852 | 0.12702 | 0.00060011 | 3.1611 | 0.014935 | 0.14916 | 0.00060011 | 3.712 | 0.014935 | -111.5899 | 32.9285
2953 | T8 | Mustang | OK | 40017 | SPPS | Simple Cycle Gas | 57.152 | 0.023353 | 0.00060006 | 3.1532 | 0.081022 | 0.024628 | 0.00060006 | 3.3254 | 0.081022 | -97.6733 | 35.4711
8027 | 2 | Blue Lake Generating Plant | MN | 27139 | MISW | Oil | 39.4506 | 0.10515 | 0.040027 | 3.1524 | 1.2 | 0 |  | 0 |  | -93.4315 | 44.7855
7925 | CT03 | Lakefield Junction Generating | MN | 27091 | MISW | Simple Cycle Gas | 75.5137 | 0.051943 | 0.00060478 | 3.1517 | 0.036696 | 0.056638 | 0.00060478 | 3.4292 | 0.036617 | -94.8186 | 43.7989
302 | 10 | Cabrillo Power I Encina Power Station | CA | 06073 | CASO | Simple Cycle Gas | 105.2459 | 0.25853 | 0.00060007 | 3.1488 | 0.0073085 | 0.28567 | 0.00060007 | 3.4782 | 0.0073062 | -117.334 | 33.141
1592 | J1T1 | Medway Station | MA | 25021 | ISNE | Oil | 14.2365 | 0 | 0 | 3.1376 | 0.51698 | 0 |  | 0 |  | -71.4478 | 42.1364
55522 | CT06 | Sundance Power Plant | AZ | 04021 | SRSG | Simple Cycle Gas | 49.004 | 0.13228 | 0.00060012 | 3.1369 | 0.014232 | 0.1552 | 0.00060012 | 3.6798 | 0.014229 | -111.5899 | 32.9285
10099 | 001001 | Pedricktown Cogeneration Plant | NJ | 34033 | PJME | Combined Cycle Gas | 158.3405 | 0.038447 | 0.00060002 | 3.1337 | 0.048907 | 0 |  | 0 |  | -75.4242 | 39.7661
60459 | CT1 | Port Comfort Peaking Facility | TX | 48057 | TRE | Simple Cycle Gas | 44.9069 | 0.10176 | 0.00060011 | 3.1288 | 0.018451 | 0.10497 | 0.00060011 | 3.1485 | 0.018 | -96.5445 | 28.6506
2480 | 4 | Danskammer Generating Station | NY | 36071 | NYUP | Boiler Gas | 223.7843 | 0.025955 | 0.00060675 | 3.1254 | 0.07306 | 0.026493 | 0.00060675 | 3.2094 | 0.073502 | -73.9747 | 41.5736
63335 | CT-4 | HO Clarke Generating | TX | 48201 | TRE | Simple Cycle Gas | 46.0939 | 0.14503 | 0.00060009 | 3.1253 | 0.012932 | 0.15351 | 0.00060009 | 3.2793 | 0.01282 | -95.4517 | 29.6454
63335 | CT-1 | HO Clarke Generating | TX | 48201 | TRE | Simple Cycle Gas | 46.3294 | 0.13952 | 0.00060006 | 3.0948 | 0.01331 | 0.14688 | 0.00060006 | 3.2305 | 0.013198 | -95.4517 | 29.6454
2494 | CT02-6 | Gowanus Generating Station | NY | 36047 | NYCW3 | Oil | 21.0694 | 0 | 0 | 3.0802 | 0.32105 | 5.8089e-05 | 0.0015 | 0.01549 | 0.4 | -74.0051 | 40.6635
7913 | HG02 | Hell Gate | NY | 36005 | NYCW | Simple Cycle Gas | 44.0736 | 0.17392 | 0.00060012 | 3.0759 | 0.010613 | 0.13795 | 0.00060012 | 2.4318 | 0.010579 | -73.9093 | 40.7988
2494 | CT02-7 | Gowanus Generating Station | NY | 36047 | NYCW3 | Oil | 18.9847 | 0 | 0 | 3.0665 | 0.32111 | 3.4987e-05 | 0.0015 | 0.0093298 | 0.4 | -74.0051 | 40.6635
7914 | HR02 | Harlem River Yard | NY | 36005 | NYCW | Simple Cycle Gas | 48.2648 | 0.17503 | 0.00060009 | 3.0652 | 0.010509 | 0.13602 | 0.00060009 | 2.3594 | 0.010409 | -73.9147 | 40.7989
10870 | TURB3 | Hazleton Generation | PA | 42079 | PJME | Simple Cycle Gas | 29.7068 | 0.031325 | 0.00085651 | 3.0631 | 0.083754 | 0.031187 | 0.00085651 | 3.0498 | 0.083758 | -76.0416 | 40.9282
55199 | 7 | Elwood Energy Facility | IL | 17197 | PJMC | Simple Cycle Gas | 179.3108 | 0.053999 | 0.00060005 | 3.0618 | 0.034023 | 0.056944 | 0.00060005 | 3.2272 | 0.034006 | -88.1236 | 41.4388
1573 | GT6 | Morgantown | MD | 24017 | PJME | Oil | 46.78 | 1.7751 | 0.30302 | 3.0551 | 0.52154 | 0 |  | 0 |  | -76.9767 | 38.3592
63335 | CT-5 | HO Clarke Generating | TX | 48201 | TRE | Simple Cycle Gas | 46.5937 | 0.14168 | 0.00060009 | 3.054 | 0.012935 | 0.14871 | 0.00060009 | 3.1601 | 0.012751 | -95.4517 | 29.6454
542 | 14 | Cos Cob | CT | 09001 | ISNE | Oil | 13.4164 | 0 | 0 | 3.0528 | 1.2 | 0 |  | 0 |  | -73.5989 | 41.0289
8016 | 2 | Factory Gas Turbine | IL | 17167 | MISC | Oil | 16.1887 | 1.2657 | 0.50018 | 3.0365 | 1.2 | 2.0302 | 0.5703 | 4.2718 | 1.2 | -89.6368 | 39.8266
55285 | WH09 | Wolf Hills Energy | VA | 51191 | PJMW | Simple Cycle Gas | 27.5223 | 0.00645 | 0.00062622 | 3.033 | 0.29446 | 0.0067955 | 0.00062622 | 3.2205 | 0.29677 | -82.1022 | 36.6643
55202 | CT03 | Pinckneyville Power Plant | IL | 17145 | MISC | Simple Cycle Gas | 47.6702 | 0.019193 | 0.00060017 | 3.0288 | 0.094712 | 0.020403 | 0.00060017 | 3.217 | 0.094629 | -89.3467 | 38.1114
6243 | 2 | Roland C. Dansby Power Plant | TX | 48041 | TRE | Simple Cycle Gas | 51.3834 | 0.12929 | 0.00060013 | 3.0222 | 0.014028 | 0.13778 | 0.00060013 | 3.2138 | 0.013998 | -96.4599 | 30.7217
7155 | **1 | Lime Creek | IA | 19033 | MISW | Oil | 30.013 | 0.037778 | 0.0031938 | 3.0147 | 0.25487 | 0.17839 | 0.0031938 | 13.8206 | 0.24743 | -93.2046 | 43.2481
330 | 7 | El Segundo | CA | 06037 | CASO | Combined Cycle Gas | 285.9376 | 0.30575 | 0.00060003 | 3.0088 | 0.0059047 | 0.065309 | 0.00060003 | 0.64281 | 0.0059058 | -118.425 | 33.9106
10745 | 016 | Midland Cogeneration Venture | MI | 26111 | MISE | Boiler Gas | 23.7562 | 0.059898 | 0.00060035 | 3.0079 | 0.030147 | 0.02107 | 0.00060035 | 1.0464 | 0.029816 | -84.2242 | 43.5861
10761 | 5 | Las Vegas Generating Station | NV | 32003 | BASN | Combined Cycle Gas | 43.3625 | 0.16561 | 0.00060016 | 2.9918 | 0.010842 | 0.10042 | 0.00060016 | 1.8146 | 0.010845 | -115.1235 | 36.2317
56964 | GT6 | Bayonne Energy Center | NJ | 34017 | NYCW | Simple Cycle Gas | 67.2706 | 0.26428 | 0.0005638 | 2.9883 | 0.0063753 | 0.21797 | 0.0005638 | 2.4632 | 0.0063714 | -74.0951 | 40.6583
3609 | CGT2 | Leon Creek | TX | 48029 | TRE | Simple Cycle Gas | 46.7939 | 0.10925 | 0.0006001 | 2.9869 | 0.016406 | 0.10928 | 0.0006001 | 2.9809 | 0.01637 | -98.5753 | 29.3511
10870 | TURB4 | Hazleton Generation | PA | 42079 | PJME | Simple Cycle Gas | 30.1008 | 0.042913 | 0.0012504 | 2.9794 | 0.08681 | 0.043221 | 0.0012504 | 3.0018 | 0.086841 | -76.0416 | 40.9282
55522 | CT05 | Sundance Power Plant | AZ | 04021 | SRSG | Simple Cycle Gas | 48.1437 | 0.12602 | 0.00060013 | 2.9559 | 0.014076 | 0.14706 | 0.00060013 | 3.4493 | 0.014076 | -111.5899 | 32.9285
2494 | CT02-5 | Gowanus Generating Station | NY | 36047 | NYCW3 | Oil | 19.1177 | 0 | 0 | 2.9473 | 0.32096 | 5.7469e-05 | 0.0015 | 0.015325 | 0.4 | -74.0051 | 40.6635
63335 | CT-3 | HO Clarke Generating | TX | 48201 | TRE | Simple Cycle Gas | 46.1323 | 0.14359 | 0.0006001 | 2.9415 | 0.012293 | 0.15165 | 0.0006001 | 3.0848 | 0.012207 | -95.4517 | 29.6454
8027 | 4 | Blue Lake Generating Plant | MN | 27139 | MISW | Oil | 56.6129 | 0.09755 | 0.040005 | 2.9261 | 1.2 | 0 |  | 0 |  | -93.4315 | 44.7855
55522 | CT04 | Sundance Power Plant | AZ | 04021 | SRSG | Simple Cycle Gas | 48.6449 | 0.11348 | 0.00060012 | 2.9225 | 0.015455 | 0.13342 | 0.00060012 | 3.4357 | 0.015454 | -111.5899 | 32.9285
2517 | UGT002 | Port Jefferson Energy Center | NY | 36103 | NYCW | Simple Cycle Gas | 48.1511 | 0.15141 | 0.00061312 | 2.9113 | 0.011789 | 0.11042 | 0.00061312 | 2.1062 | 0.011695 | -73.0786 | 40.9503
3609 | CGT1 | Leon Creek | TX | 48029 | TRE | Simple Cycle Gas | 47.6777 | 0.10707 | 0.0006001 | 2.9057 | 0.016287 | 0.10781 | 0.0006001 | 2.9198 | 0.016252 | -98.5753 | 29.3511
7315 | 2 | Almond Power Plant | CA | 06099 | CANO | Simple Cycle Gas | 50.5471 | 0.18822 | 0.00060012 | 2.9036 | 0.0092578 | 0.18268 | 0.00060012 | 2.8144 | 0.0092456 | -120.9854 | 37.5739
56998 | CT07 | Pueblo Airport Generating Station | CO | 08101 | RMRG | Combined Cycle Gas | 37.3638 | 0.59675 | 0.00060017 | 2.8937 | 0.0029102 | 0.29542 | 0.00060017 | 1.4309 | 0.002907 | -104.533 | 38.322
10761 | 2 | Las Vegas Generating Station | NV | 32003 | BASN | Combined Cycle Gas | 46.4071 | 0.15669 | 0.00060018 | 2.8884 | 0.011064 | 0.095012 | 0.00060018 | 1.7517 | 0.011066 | -115.1235 | 36.2317
55836 | 1B | Island Street Peaking Plant | WI | 55087 | MISW | Simple Cycle Gas | 25.8128 | 0.02074 | 0.00072701 | 2.8776 | 0.10087 | 0.022385 | 0.00072701 | 3.1068 | 0.1009 | -88.2656 | 44.2761
56964 | GT3 | Bayonne Energy Center | NJ | 34017 | NYCW | Simple Cycle Gas | 65.5959 | 0.26556 | 0.00057691 | 2.8771 | 0.0062503 | 0.22148 | 0.00057691 | 2.3999 | 0.006251 | -74.0951 | 40.6583
55236 | CT2 | Lee County Generating Station, LLC | IL | 17103 | PJMC | Simple Cycle Gas | 88.3748 | 0.055494 | 0.00060008 | 2.8694 | 0.031028 | 0.058475 | 0.00060008 | 3.0299 | 0.031093 | -89.4054 | 41.8287
10745 | 017 | Midland Cogeneration Venture | MI | 26111 | MISE | Boiler Gas | 23.4979 | 0.066444 | 0.00060045 | 2.8616 | 0.02586 | 0.026463 | 0.00060045 | 1.1351 | 0.025755 | -84.2242 | 43.5861
880079 | 34 | Tate & Lyle-Loudon | TN | 47105 | CONUS | EGU-Other | 22.752 | 0 | 0 | 2.8563 | 0.34706 | 0 | 0 | 3.0342 | 0.34706 | -84.3208 | 35.7433
8007 | U00008 | Holtsville Facility | NY | 36103 | NYCW | Oil | 31.0655 | 0.0036 | 0.00068995 | 2.8459 | 0.54543 | 0.00010069 | 0.00068995 | 0.014594 | 0.1 | -73.0664 | 40.8153
8007 | U00007 | Holtsville Facility | NY | 36103 | NYCW | Oil | 31.066 | 0.0036 | 0.00068813 | 2.8192 | 0.53889 | 0.00010069 | 0.00068813 | 0.014632 | 0.1 | -73.0664 | 40.8153
1571 | GT2 | Chalk Point | MD | 24033 | PJME | Oil | 25.4553 | 0.7054 | 0.30301 | 2.7936 | 1.2 | 0.091984 | 0.30301 | 0.36428 | 1.2 | -76.6861 | 38.5444
1592 | J1T2 | Medway Station | MA | 25021 | ISNE | Oil | 12.7641 | 0 | 0 | 2.7815 | 0.54499 | 0 |  | 0 |  | -71.4478 | 42.1364
6651 | CT01 | Moberly | MO | 29175 | MISC | Oil | 34.6534 | 1.1584 | 0.50009 | 2.7798 | 1.2 | 0.98325 | 0.50009 | 2.3594 | 1.2 | -92.4837 | 39.4244
2494 | CT03-3 | Gowanus Generating Station | NY | 36047 | NYCW3 | Oil | 19.087 | 0 | 0 | 2.7774 | 0.33549 | 8.7574e-05 | 0.0015 | 0.023353 | 0.4 | -74.0051 | 40.6635
63335 | CT-6 | HO Clarke Generating | TX | 48201 | TRE | Simple Cycle Gas | 46.571 | 0.13784 | 0.00060011 | 2.7768 | 0.01209 | 0.14631 | 0.00060011 | 2.9216 | 0.011983 | -95.4517 | 29.6454
2494 | CT02-4 | Gowanus Generating Station | NY | 36047 | NYCW3 | Oil | 19.0818 | 0 | 0 | 2.7765 | 0.32098 | 0.00011118 | 0.0015 | 0.029648 | 0.4 | -74.0051 | 40.6635
377 | 9 | Grayson Power Plant | CA | 06037 | CASO | Simple Cycle Gas | 46.8767 | 0.086426 | 0.00060263 | 2.7668 | 0.019292 | 0.088242 | 0.00060263 | 2.8257 | 0.019297 | -118.2782 | 34.1556
10761 | 4 | Las Vegas Generating Station | NV | 32003 | BASN | Combined Cycle Gas | 44.3367 | 0.15781 | 0.0006002 | 2.7645 | 0.010514 | 0.095692 | 0.0006002 | 1.6753 | 0.010508 | -115.1235 | 36.2317
302 | 9 | Cabrillo Power I Encina Power Station | CA | 06073 | CASO | Simple Cycle Gas | 99.719 | 0.21562 | 0.00060007 | 2.7571 | 0.0076729 | 0.23388 | 0.00060007 | 2.9851 | 0.007659 | -117.334 | 33.141
57267 | 2 | Marsh Landing Generating Station | CA | 06013 | CANO | Simple Cycle Gas | 201.5146 | 0.19978 | 0.00060002 | 2.7463 | 0.0082486 | 0.1993 | 0.00060002 | 2.7513 | 0.0082832 | -121.765 | 38.0171
55522 | CT02 | Sundance Power Plant | AZ | 04021 | SRSG | Simple Cycle Gas | 48.6291 | 0.10975 | 0.00060009 | 2.7326 | 0.014941 | 0.12817 | 0.00060009 | 3.1915 | 0.014942 | -111.5899 | 32.9285
302 | 8 | Cabrillo Power I Encina Power Station | CA | 06073 | CASO | Simple Cycle Gas | 98.7362 | 0.21669 | 0.0006001 | 2.7308 | 0.0075624 | 0.23512 | 0.0006001 | 2.9615 | 0.0075588 | -117.334 | 33.141
55522 | CT01 | Sundance Power Plant | AZ | 04021 | SRSG | Simple Cycle Gas | 46.9919 | 0.098757 | 0.00060014 | 2.7212 | 0.016536 | 0.11619 | 0.00060014 | 3.2006 | 0.016532 | -111.5899 | 32.9285
7258 | **7 | 48th Street Peaking Station | MI | 26005 | MISE | Simple Cycle Gas | 40.5183 | 0.017691 | 0.00069106 | 2.7146 | 0.10604 | 0.019069 | 0.00069106 | 2.9268 | 0.10607 | -86.0853 | 42.7553
2517 | UGT003 | Port Jefferson Energy Center | NY | 36103 | NYCW | Simple Cycle Gas | 46.1664 | 0.15161 | 0.00061098 | 2.711 | 0.010925 | 0.11197 | 0.00061098 | 1.9736 | 0.01077 | -73.0786 | 40.9503
7277 | 11 | Lincoln Combustion Turbine | NC | 37109 | SRCA | Simple Cycle Gas | 114.7973 | 0.055699 | 0.0024606 | 2.692 | 0.11892 | 0.057793 | 0.0024606 | 2.8053 | 0.11944 | -81.0373 | 35.4321
2828 | B008 | Cardinal | OH | 39081 | CONUS | EGU-Other | 49.8 | 0 | 0 | 2.6718 | 0.151 | 0.20171 | 0.0114 | 2.6718 | 0.151 | -80.6486 | 40.2522
7962 | 2 | Warren F. Sam Beasley Pwr Station | DE | 10001 | PJME | Simple Cycle Gas | 51.6642 | 0.12759 | 0.00061451 | 2.6553 | 0.012789 | 0.1336 | 0.00061451 | 2.7767 | 0.012771 | -75.6246 | 39.2798
2390 | 015001 | Sayreville | NJ | 34023 | PJME | Simple Cycle Gas | 54.7881 | 2.5303 | 0.17501 | 2.6547 | 0.18361 | 2.586 | 0.17501 | 2.7478 | 0.18596 | -74.3552 | 40.4753
55640 | CT09 | LSP University Park, LLC | IL | 17197 | PJMC | Simple Cycle Gas | 51.1732 | 0.086162 | 0.00059975 | 2.6403 | 0.018378 | 0.094192 | 0.00059975 | 2.9173 | 0.018576 | -87.7515 | 41.4426
50744 | 00001 | Sterling Power Plant | NY | 36065 | NYUP | Combined Cycle Gas | 47.0134 | 0.0098555 | 0.00059999 | 2.6336 | 0.16033 | 0.0055843 | 0.00059999 | 1.4912 | 0.16022 | -75.6003 | 43.0803
7315 | 4 | Almond Power Plant | CA | 06099 | CANO | Simple Cycle Gas | 49.4904 | 0.16824 | 0.00060009 | 2.6286 | 0.0093757 | 0.17145 | 0.00060009 | 2.6687 | 0.0093404 | -120.9854 | 37.5739
2480 | 3 | Danskammer Generating Station | NY | 36071 | NYUP | Boiler Gas | 128.575 | 0.018579 | 0.00059134 | 2.622 | 0.083454 | 0.018279 | 0.00059134 | 2.5769 | 0.083365 | -73.9747 | 41.5736
302 | 6 | Cabrillo Power I Encina Power Station | CA | 06073 | CASO | Simple Cycle Gas | 102.2909 | 0.17527 | 0.00060007 | 2.6214 | 0.0089749 | 0.18716 | 0.00060007 | 2.7893 | 0.008943 | -117.334 | 33.141
2393 | 04 | Gilbert Generating Station | NJ | 34019 | PJME | Combined Cycle Gas | 68.1258 | 0.060609 | 0.00060008 | 2.6063 | 0.025805 | 0.049007 | 0.00060008 | 2.1053 | 0.025779 | -75.165 | 40.5661
2707 | 3 | Blewett | NC | 37007 | SRCA | Oil | 23.0833 | 1.0862 | 0.50017 | 2.606 | 1.2 | 0 |  | 0 |  | -79.8771 | 34.9815
10030 | 2 | NRG Energy Center Dover | DE | 10001 | PJME | Combined Cycle Gas | 58.9281 | 0.20136 | 0.00060011 | 2.6006 | 0.0077505 | 0.1633 | 0.00060011 | 2.0997 | 0.0077164 | -75.5461 | 39.1467
7146 | UGT013 | Wading River Facility | NY | 36103 | NYCW | Oil | 52.5322 | 0.00305 | 0.00068701 | 2.5972 | 0.58503 | 8.5901e-05 | 0.00068701 | 0.012503 | 0.1 | -72.8781 | 40.9575
2291 | 2 | North Omaha Station | NE | 31055 | SPPN | Boiler Gas | 121.8005 | 0.021759 | 0.00060373 | 2.5954 | 0.072009 | 0 |  | 0 |  | -95.9458 | 41.3297
913 | CT04 | Venice | IL | 17119 | MISC | Simple Cycle Gas | 204.9468 | 0.031864 | 0.00059999 | 2.5786 | 0.048555 | 0.034751 | 0.00059999 | 2.7839 | 0.048066 | -90.1764 | 38.6642
913 | CT03 | Venice | IL | 17119 | MISC | Simple Cycle Gas | 203.8474 | 0.031581 | 0.00060001 | 2.5742 | 0.048907 | 0.034482 | 0.00060001 | 2.7926 | 0.048594 | -90.1764 | 38.6642
400 | 15 | Haynes Generating Station | CA | 06037 | CASO | Simple Cycle Gas | 95.6405 | 0.18976 | 0.00060004 | 2.5641 | 0.0081079 | 0.19805 | 0.00060004 | 2.6726 | 0.0080973 | -118.094 | 33.7639
7873 | CT5B | Bayside Power Station | FL | 12057 | FRCC | Simple Cycle Gas | 32.3158 | 0.015943 | 0.00060024 | 2.5597 | 0.096368 | 0.018573 | 0.00060024 | 2.9819 | 0.09637 | -82.4231 | 27.9072
56569 | 2 | Niland Gas Turbine Plant | CA | 06025 | SRSG | Simple Cycle Gas | 48.5144 | 0.16704 | 0.00060011 | 2.5568 | 0.0091857 | 0.18534 | 0.00060011 | 2.8366 | 0.0091844 | -115.498 | 33.2432
1592 | J2T2 | Medway Station | MA | 25021 | ISNE | Oil | 14.9196 | 0 | 0 | 2.5544 | 0.49993 | 0 |  | 0 |  | -71.4478 | 42.1364
55522 | CT03 | Sundance Power Plant | AZ | 04021 | SRSG | Simple Cycle Gas | 48.9677 | 0.096485 | 0.00060009 | 2.5465 | 0.015838 | 0.11425 | 0.00060009 | 3.0153 | 0.015838 | -111.5899 | 32.9285
2496 | CT0005 | Hudson Avenue | NY | 36047 | NYCW | Oil | 14 | 0 | 0 | 2.538 | 1.2 | 0 |  | 0 |  | -73.9807 | 40.7052
2322 | 11A | Clark | NV | 32003 | BASN | Simple Cycle Gas | 31.1844 | 0.059099 | 0.00060023 | 2.5188 | 0.025582 | 0.067536 | 0.00060023 | 2.8752 | 0.025554 | -115.0507 | 36.0875
302 | 7 | Cabrillo Power I Encina Power Station | CA | 06073 | CASO | Simple Cycle Gas | 100.4899 | 0.19799 | 0.00060005 | 2.5172 | 0.0076286 | 0.21105 | 0.00060005 | 2.6783 | 0.0076147 | -117.334 | 33.141
55787 | CT01 | Shoreham Energy | NY | 36103 | NYCW | Oil | 48.9409 | 0.025112 | 0.00047758 | 2.5147 | 0.047824 | 0.00070374 | 0.00047758 | 0.070509 | 0.04785 | -72.8664 | 40.9572
2322 | 11B | Clark | NV | 32003 | BASN | Simple Cycle Gas | 29.5669 | 0.062053 | 0.00060016 | 2.5077 | 0.024254 | 0.070994 | 0.00060016 | 2.8691 | 0.024255 | -115.0507 | 36.0875
10788 | 612 | Chemours Belle Plant | WV | 54039 | CONUS | EGU-Other | 216.9177 | 0 | 0 | 2.5039 | 0.18479 | 0 | 0 | 2.6551 | 0.18479 | -81.556 | 38.2431
56629 | 10 | Waterbury Generation | CT | 09009 | ISNE | Simple Cycle Gas | 89.7396 | 0.13303 | 0.00060922 | 2.5015 | 0.011455 | 0.12967 | 0.00060922 | 2.4368 | 0.011449 | -73.0445 | 41.5458
55207 | CT8 | Valmont Combustion Turbine Facility | CO | 08013 | RMRG | Simple Cycle Gas | 32.915 | 0.01472 | 0.00060007 | 2.4914 | 0.10156 | 0.015553 | 0.00060007 | 2.6336 | 0.10161 | -105.202 | 40.0197
7277 | 12 | Lincoln Combustion Turbine | NC | 37109 | SRCA | Simple Cycle Gas | 116.506 | 0.053249 | 0.0027226 | 2.4732 | 0.12646 | 0.055098 | 0.0027226 | 2.5702 | 0.127 | -81.0376 | 35.4319
6761 | C | Rawhide Energy Station | CO | 08069 | RMRG | Simple Cycle Gas | 71.4087 | 0.04869 | 0.00060004 | 2.4696 | 0.030435 | 0.054837 | 0.00060004 | 2.7627 | 0.03023 | -105.0206 | 40.8611
55236 | CT5 | Lee County Generating Station, LLC | IL | 17103 | PJMC | Simple Cycle Gas | 86.4047 | 0.0474 | 0.0006001 | 2.4633 | 0.031185 | 0.04988 | 0.0006001 | 2.5963 | 0.031236 | -89.4054 | 41.8287
563 | 12A | South Meadow Station | CT | 09003 | ISNE | Oil | 22.841 | 0 | 0 | 2.459 | 0.74481 | 0 |  | 0 |  | -72.6524 | 41.7495
2632 | 1 | Shoemaker | NY | 36071 | NYUP | Simple Cycle Gas | 33.2881 | 0.0027675 | 0.00070894 | 2.4558 | 0.62909 | 0.00054546 | 0.00070894 | 0.076941 | 0.1 | -74.4186 | 41.4278
2494 | CT02-1 | Gowanus Generating Station | NY | 36047 | NYCW3 | Oil | 19.3408 | 0 | 0 | 2.4386 | 0.33883 | 9.8421e-05 | 0.0015 | 0.026245 | 0.4 | -74.0051 | 40.6635
581 | TRBINE | Norwich | CT | 09011 | ISNE | Oil | 12.8867 | 0 | 0 | 2.419 | 1.2 | 0 |  | 0 |  | -72.0631 | 41.5269
7962 | 1 | Warren F. Sam Beasley Pwr Station | DE | 10001 | PJME | Simple Cycle Gas | 50.6078 | 0.081876 | 0.00063264 | 2.4111 | 0.01863 | 0.085275 | 0.00063264 | 2.5069 | 0.018598 | -75.6246 | 39.2798
50292 | GT4 | Bethpage Energy Center | NY | 36059 | NYCW | Combined Cycle Gas | 73.8077 | 0.23178 | 0.00060013 | 2.3936 | 0.0061977 | 0.13141 | 0.00060013 | 1.3541 | 0.0061838 | -73.4994 | 40.7469
10 | CT5 | Greene County | AL | 01063 | SRSE | Simple Cycle Gas | 110.9594 | 0.060812 | 0.0020109 | 2.393 | 0.07913 | 0.061222 | 0.0020109 | 2.4215 | 0.079536 | -87.7811 | 32.6017
50607 | RSB2 | Vicinity Energy Philadelphia - Schuylkill | PA | 42101 | CONUS | Industrial | 30.6592 | 0 | 0 | 2.3917 | 0.016414 | 0 | 0 | 2.3888 | 0.016392 | -75.1875 | 39.9422
2494 | CT03-5 | Gowanus Generating Station | NY | 36047 | NYCW3 | Oil | 19.0687 | 0 | 0 | 2.3871 | 0.32091 | 3.5732e-05 | 0.0015 | 0.0095286 | 0.4 | -74.0051 | 40.6635
64383 | CT-5 | Braes Bayou Plant | TX | 48157 | TRE | Simple Cycle Gas | 45.5379 | 0.11124 | 0.00060009 | 2.3865 | 0.012874 | 0.12119 | 0.00060009 | 2.603 | 0.012889 | -95.621 | 29.48
563 | 12B | South Meadow Station | CT | 09003 | ISNE | Oil | 22.841 | 0 | 0 | 2.3862 | 0.72276 | 0 |  | 0 |  | -72.6524 | 41.7495
55207 | CT7 | Valmont Combustion Turbine Facility | CO | 08013 | RMRG | Simple Cycle Gas | 33.7471 | 0.013155 | 0.00060005 | 2.3855 | 0.10881 | 0.014022 | 0.00060005 | 2.5455 | 0.10893 | -105.202 | 40.0197
2362 | CT1 | Lost Nation | NH | 33007 | ISNE | Oil | 8.3333 | 0 | 0 | 2.379 | 0.61 | 0 |  | 0 |  | -71.4943 | 44.594
54574 | 00002 | Saranac Power Partners, LP | NY | 36019 | NYUP | Combined Cycle Gas | 171.8209 | 0.04221 | 0.00060007 | 2.3785 | 0.033813 | 0.023889 | 0.00060007 | 1.3435 | 0.033748 | -73.4557 | 44.7132
57001 | 1 | El Cajon Energy Center | CA | 06073 | CASO | Simple Cycle Gas | 45.6151 | 0.044188 | 0.00060012 | 2.3783 | 0.032301 | 0.046303 | 0.00060012 | 2.4915 | 0.032292 | -116.972 | 32.7971
2393 | 06 | Gilbert Generating Station | NJ | 34019 | PJME | Combined Cycle Gas | 71.1319 | 0.075149 | 0.00060008 | 2.3678 | 0.018908 | 0.060794 | 0.00060008 | 1.9182 | 0.018934 | -75.165 | 40.5661
7873 | CT5A | Bayside Power Station | FL | 12057 | FRCC | Simple Cycle Gas | 32.6559 | 0.015962 | 0.0006002 | 2.3674 | 0.089021 | 0.018611 | 0.0006002 | 2.7602 | 0.089015 | -82.4231 | 27.9072
400 | 13 | Haynes Generating Station | CA | 06037 | CASO | Simple Cycle Gas | 96.6872 | 0.15783 | 0.00060008 | 2.3492 | 0.0089315 | 0.15965 | 0.00060008 | 2.3745 | 0.0089252 | -118.094 | 33.7639
880076 | 430B24 | Lemont Refinery | IL | 17197 | CONUS | Industrial | 24.3041 | 0 | 0 | 2.3476 | 0.0079996 | 0 | 0 | 2.3481 | 0.0079996 | -88.0467 | 41.6439
1595 | S6 | Kendall Green Energy LLC | MA | 25017 | ISNE | Oil | 6.5257 | 0 | 0 | 2.347 | 1.2 | 0 |  | 0 |  | -71.0792 | 42.3633
2707 | 4 | Blewett | NC | 37007 | SRCA | Oil | 23.0833 | 0.97815 | 0.50017 | 2.3468 | 1.2 | 0 |  | 0 |  | -79.8771 | 34.9815
7277 | 10 | Lincoln Combustion Turbine | NC | 37109 | SRCA | Simple Cycle Gas | 119.4377 | 0.052114 | 0.0028769 | 2.3366 | 0.12899 | 0.053951 | 0.0028769 | 2.4214 | 0.12912 | -81.037 | 35.4322
1678 | 1 | Waters River | MA | 25009 | ISNE | Simple Cycle Gas | 27.0622 | 0 | 0 | 2.3285 | 0.41032 | 0 | 0 | 2.2044 | 0.41194 | -70.9236 | 42.5428
10745 | 021 | Midland Cogeneration Venture | MI | 26111 | MISE | Boiler Gas | 19.3467 | 0.047193 | 0.00060019 | 2.3284 | 0.029613 | 0.017833 | 0.00060019 | 0.87521 | 0.029457 | -84.2242 | 43.5861
2494 | CT03-8 | Gowanus Generating Station | NY | 36047 | NYCW3 | Oil | 19.1133 | 0 | 0 | 2.3237 | 0.326 | 4.1376e-05 | 0.0015 | 0.011034 | 0.4 | -74.0051 | 40.6635
2494 | CT03-2 | Gowanus Generating Station | NY | 36047 | NYCW3 | Oil | 18.7913 | 0 | 0 | 2.3038 | 0.34669 | 7.7235e-05 | 0.0015 | 0.020596 | 0.4 | -74.0051 | 40.6635
3576 | GE4 | Ray Olinger | TX | 48085 | TRE | Simple Cycle Gas | 80.9998 | 0.031584 | 0.00060008 | 2.3011 | 0.04372 | 0.034182 | 0.00060008 | 2.4152 | 0.042399 | -96.4519 | 33.0667
2048 | CTB | Sweatt Electric Generating Plant | MS | 28075 | SRSE | Simple Cycle Gas | 21.8233 | 0 | 0 | 2.2903 | 0.70008 | 0 | 0 | 2.3065 | 0.70007 | -88.7461 | 32.2925
1592 | J2T1 | Medway Station | MA | 25021 | ISNE | Oil | 14.9476 | 0 | 0 | 2.2833 | 0.47493 | 0 |  | 0 |  | -71.4478 | 42.1364
2048 | CTA | Sweatt Electric Generating Plant | MS | 28075 | SRSE | Simple Cycle Gas | 21.6075 | 0 | 0 | 2.2534 | 0.69998 | 0 | 0 | 2.2694 | 0.69998 | -88.7461 | 32.2925
8027 | 1 | Blue Lake Generating Plant | MN | 27139 | MISW | Oil | 51.0034 | 0.0751 | 0.040043 | 2.2505 | 1.2 | 0 |  | 0 |  | -93.4315 | 44.7855
7277 | 9 | Lincoln Combustion Turbine | NC | 37109 | SRCA | Simple Cycle Gas | 117.5231 | 0.05011 | 0.0027914 | 2.2484 | 0.12525 | 0.051868 | 0.0027914 | 2.3297 | 0.12538 | -81.0381 | 35.4303
55236 | CT8 | Lee County Generating Station, LLC | IL | 17103 | PJMC | Simple Cycle Gas | 86.6568 | 0.039276 | 0.0006 | 2.2431 | 0.034266 | 0.041325 | 0.0006 | 2.3634 | 0.034315 | -89.4054 | 41.8287
55787 | CT02 | Shoreham Energy | NY | 36103 | NYCW | Oil | 48.0653 | 0.024094 | 0.00049549 | 2.2324 | 0.045909 | 0.0006756 | 0.00049549 | 0.062499 | 0.045837 | -72.8664 | 40.9572
6584 | CT4 | Stock Island | FL | 12087 | FRCC | Oil | 45.2373 | 0.066997 | 0.0048184 | 2.2323 | 0.16055 | 0.0152 | 0.0048184 | 0.50647 | 0.16055 | -81.7342 | 24.5636
7964 | CT4B | Peno Creek Energy Center | MO | 29163 | MISC | Simple Cycle Gas | 30.456 | 0.013337 | 0.00049101 | 2.2262 | 0.081956 | 0.014391 | 0.00049101 | 2.4029 | 0.081988 | -91.2295 | 39.3531
2494 | CT03-4 | Gowanus Generating Station | NY | 36047 | NYCW3 | Oil | 19.0587 | 0 | 0 | 2.2233 | 0.34677 | 9.7353e-05 | 0.0015 | 0.025961 | 0.4 | -74.0051 | 40.6635
7873 | CT6B | Bayside Power Station | FL | 12057 | FRCC | Simple Cycle Gas | 31.8339 | 0.013866 | 0.00060014 | 2.2106 | 0.095679 | 0.016096 | 0.00060014 | 2.5654 | 0.095652 | -82.4231 | 27.9072
55164 | GTG3 | Bluegrass Generating Station | KY | 21185 | SRCE | Simple Cycle Gas | 184.3651 | 0.024016 | 0.00061078 | 2.204 | 0.056054 | 0.025902 | 0.00061078 | 2.3643 | 0.055752 | -85.4133 | 38.3902
57027 | 4 | Canyon Power Plant | CA | 06059 | CASO | Simple Cycle Gas | 48.5164 | 0.13848 | 0.00060011 | 2.204 | 0.0095513 | 0.14381 | 0.00060011 | 2.2892 | 0.0095529 | -117.8616 | 33.8581
10870 | TURB2 | Hazleton Generation | PA | 42079 | PJME | Simple Cycle Gas | 29.2404 | 0.018388 | 0.00069229 | 2.1966 | 0.0827 | 0.018126 | 0.00069229 | 2.1645 | 0.082673 | -76.0416 | 40.9282
56480 | 1A | Marshfield Utilities Combustion Turbine | WI | 55141 | MISW | Simple Cycle Gas | 29.4651 | 0.015541 | 0.00060022 | 2.1866 | 0.084451 | 0.016983 | 0.00060022 | 2.3896 | 0.084452 | -90.135 | 44.635
55236 | CT7 | Lee County Generating Station, LLC | IL | 17103 | PJMC | Simple Cycle Gas | 87.2633 | 0.039515 | 0.00060005 | 2.1754 | 0.033035 | 0.041547 | 0.00060005 | 2.2885 | 0.033052 | -89.4054 | 41.8287
64383 | CT-7 | Braes Bayou Plant | TX | 48157 | TRE | Simple Cycle Gas | 46.1574 | 0.095545 | 0.00060013 | 2.1741 | 0.013656 | 0.10011 | 0.00060013 | 2.2602 | 0.013549 | -95.621 | 29.48
422 | GT4 | Glenarm | CA | 06037 | CASO | Simple Cycle Gas | 40.8064 | 0.036645 | 0.00056042 | 2.1682 | 0.033158 | 0.040148 | 0.00056042 | 2.3776 | 0.033189 | -118.1474 | 34.1256
55236 | CT6 | Lee County Generating Station, LLC | IL | 17103 | PJMC | Simple Cycle Gas | 86.9461 | 0.044124 | 0.00060008 | 2.1537 | 0.02929 | 0.04646 | 0.00060008 | 2.273 | 0.029358 | -89.4054 | 41.8287
7873 | CT4A | Bayside Power Station | FL | 12057 | FRCC | Simple Cycle Gas | 32.0181 | 0.015001 | 0.00060028 | 2.1532 | 0.086159 | 0.017355 | 0.00060028 | 2.491 | 0.08616 | -82.4231 | 27.9072
56569 | 1 | Niland Gas Turbine Plant | CA | 06025 | SRSG | Simple Cycle Gas | 49.1822 | 0.13125 | 0.0006001 | 2.1495 | 0.0098281 | 0.14404 | 0.0006001 | 2.3613 | 0.0098377 | -115.498 | 33.2432
886 | 342 | Fisk | IL | 17031 | PJMC | Oil | 39.9417 | 0.8953 | 0.50013 | 2.1483 | 1.2001 | 0 |  | 0 |  | -87.6533 | 41.8508
10650 | GT1 | Badger Creek Limited | CA | 06029 | CANO | Simple Cycle Gas | 48.8966 | 0.091234 | 0.00059608 | 2.1461 | 0.014022 | 0.0692 | 0.00059608 | 1.6722 | 0.014404 | -119.0299 | 35.4837
7873 | CT4B | Bayside Power Station | FL | 12057 | FRCC | Simple Cycle Gas | 32.5399 | 0.015057 | 0.00060011 | 2.1416 | 0.085354 | 0.017458 | 0.00060011 | 2.4831 | 0.085354 | -82.4231 | 27.9072
3393 | ACT20 | Allen | TN | 47157 | SRCE | Simple Cycle Gas | 105.8037 | 2.0635 | 0.50002 | 2.1255 | 0.51506 | 2.2472 | 0.50002 | 2.3147 | 0.51506 | -90.1439 | 35.0742
7380 | 6A | Midulla Generating Station | FL | 12049 | FRCC | Simple Cycle Gas | 46.8141 | 0.017341 | 0.00060956 | 2.1208 | 0.07455 | 0.020578 | 0.00060956 | 2.5163 | 0.074539 | -81.9625 | 27.6417
55640 | CT02 | LSP University Park, LLC | IL | 17197 | PJMC | Simple Cycle Gas | 57.894 | 0.062883 | 0.00054748 | 2.1191 | 0.01845 | 0.066531 | 0.00054748 | 2.2422 | 0.018451 | -87.7515 | 41.4426
6058 | CT3 | Cascade Creek | MN | 27109 | MISW | Simple Cycle Gas | 27.4459 | 0.017511 | 0.00093879 | 2.1063 | 0.11292 | 0.019015 | 0.00093879 | 2.2859 | 0.11286 | -92.4908 | 44.0322
2494 | CT02-8 | Gowanus Generating Station | NY | 36047 | NYCW3 | Oil | 18.8383 | 0 | 0 | 2.1 | 0.32099 | 1.9753e-05 | 0.0015 | 0.0052674 | 0.4 | -74.0051 | 40.6635
3948 | AUX1 | Mitchell (WV) | WV | 54051 | CONUS | EGU-Other | 66.3 | 0 | 0 | 2.0804 | 0.10408 | 0 | 0 | 2.0804 | 0.10408 | -80.8153 | 39.8297
55640 | CT04 | LSP University Park, LLC | IL | 17197 | PJMC | Simple Cycle Gas | 50.2458 | 0.042514 | 0.00062479 | 2.079 | 0.030553 | 0.044956 | 0.00062479 | 2.1893 | 0.030427 | -87.7515 | 41.4426
54586 | 2 | Tanner Street Generation, LLC | MA | 25017 | ISNE | Combined Cycle Gas | 75.4724 | 0.064282 | 0.00060261 | 2.0704 | 0.019409 | 0.025115 | 0.00060261 | 0.7784 | 0.018677 | -71.3133 | 42.6308
56998 | CT08 | Pueblo Airport Generating Station | CO | 08101 | RMRG | Simple Cycle Gas | 40.9655 | 0.03335 | 0.00059876 | 2.0614 | 0.037011 | 0.03689 | 0.00059876 | 2.2803 | 0.037011 | -104.533 | 38.322
55640 | CT11 | LSP University Park, LLC | IL | 17197 | PJMC | Simple Cycle Gas | 55.0726 | 0.063231 | 0.00052948 | 2.0609 | 0.017257 | 0.066862 | 0.00052948 | 2.1764 | 0.017235 | -87.7515 | 41.4426
2494 | CT03-1 | Gowanus Generating Station | NY | 36047 | NYCW3 | Oil | 19.0239 | 0 | 0 | 2.0523 | 0.32098 | 6.7695e-05 | 0.0015 | 0.018052 | 0.4 | -74.0051 | 40.6635
55199 | 3 | Elwood Energy Facility | IL | 17197 | PJMC | Simple Cycle Gas | 171.855 | 0.031176 | 0.00060003 | 2.051 | 0.039474 | 0.032828 | 0.00060003 | 2.1588 | 0.039459 | -88.1236 | 41.4388
2364 | CT1 | Merrimack | NH | 33013 | ISNE | Oil | 7.7304 | 0 | 0 | 2.0444 | 0.81294 | 0 |  | 0 |  | -71.4692 | 43.1411
56948 | CT07 | Coolidge Generating Station | AZ | 04021 | SRSG | Simple Cycle Gas | 47.6717 | 0.11664 | 0.00060007 | 2.0417 | 0.010504 | 0.13087 | 0.00060007 | 2.2891 | 0.010496 | -111.5041 | 32.9175
7873 | CT6A | Bayside Power Station | FL | 12057 | FRCC | Simple Cycle Gas | 31.6156 | 0.013846 | 0.00059998 | 2.0348 | 0.088177 | 0.01549 | 0.00059998 | 2.2762 | 0.088165 | -82.4231 | 27.9072
55963 | 1 | Riverview Energy Center | CA | 06013 | CANO | Simple Cycle Gas | 47.8704 | 0.058011 | 0.00060008 | 2.0294 | 0.020992 | 0.058718 | 0.00060008 | 2.0787 | 0.021244 | -121.776 | 38.0139
55296 | **1 | Calumet Energy Team, LLC | IL | 17031 | PJMC | Simple Cycle Gas | 208.5116 | 0.014442 | 0.00059994 | 2.0281 | 0.08425 | 0.015113 | 0.00059994 | 2.1209 | 0.084195 | -87.5563 | 41.6835
55640 | CT03 | LSP University Park, LLC | IL | 17197 | PJMC | Simple Cycle Gas | 46.6924 | 0.04342 | 0.00064405 | 2.0244 | 0.030027 | 0.045595 | 0.00064405 | 2.1247 | 0.030012 | -87.7515 | 41.4426
57555 | CTG2 | Pio Pico Energy Center LLC | CA | 06073 | CASO | Simple Cycle Gas | 108.1924 | 0.093485 | 0.00060006 | 2.017 | 0.012947 | 0.10136 | 0.00060006 | 2.1811 | 0.012912 | -116.9178 | 32.5739
56471 | CT1 | McGrath Generating Station | CA | 06111 | CASO | Simple Cycle Gas | 48.4219 | 0.099357 | 0.00060007 | 2.0142 | 0.012165 | 0.10183 | 0.00060007 | 2.0627 | 0.012156 | -119.248 | 34.2054
2494 | CT03-7 | Gowanus Generating Station | NY | 36047 | NYCW3 | Oil | 18.9215 | 0 | 0 | 2.0032 | 0.35036 | 5.7058e-05 | 0.0015 | 0.015215 | 0.4 | -74.0051 | 40.6635
55640 | CT12 | LSP University Park, LLC | IL | 17197 | PJMC | Simple Cycle Gas | 49.4384 | 0.084445 | 0.00065727 | 2.0014 | 0.015578 | 0.089698 | 0.00065727 | 2.1301 | 0.015609 | -87.7515 | 41.4426
56253 | MC-2 | Millcreek Power | UT | 49053 | BASN | Simple Cycle Gas | 43.3856 | 0.30588 | 0.00060006 | 1.9937 | 0.0039111 | 0.37942 | 0.00060006 | 2.5436 | 0.0040228 | -113.5155 | 37.1124
2322 | 18B | Clark | NV | 32003 | BASN | Simple Cycle Gas | 30.4307 | 0.044017 | 0.0006001 | 1.9642 | 0.026778 | 0.05029 | 0.0006001 | 2.2439 | 0.026776 | -115.0507 | 36.0875
2176 | GT-2 | Glendive Generating Station | MT | 30021 | MISW | Simple Cycle Gas | 32.9292 | 0.07617 | 0.0079361 | 1.9574 | 0.20394 | 0.080414 | 0.0079361 | 1.9617 | 0.1936 | -104.74 | 47.0539
2322 | 15A | Clark | NV | 32003 | BASN | Simple Cycle Gas | 31.2209 | 0.050489 | 0.00060014 | 1.9466 | 0.023139 | 0.057839 | 0.00060014 | 2.2301 | 0.02314 | -115.0507 | 36.0875
2322 | 15B | Clark | NV | 32003 | BASN | Simple Cycle Gas | 29.3856 | 0.052848 | 0.00060013 | 1.9331 | 0.021952 | 0.060422 | 0.00060013 | 2.2101 | 0.021952 | -115.0507 | 36.0875
55810 | S-5 | Gilroy Energy Center, LLC | CA | 06085 | CANO | Simple Cycle Gas | 48.0739 | 0.031732 | 0.00060018 | 1.9258 | 0.036424 | 0.029575 | 0.00060018 | 1.8334 | 0.037207 | -121.5363 | 36.999
2322 | 18A | Clark | NV | 32003 | BASN | Simple Cycle Gas | 29.4838 | 0.045047 | 0.00060014 | 1.9191 | 0.025567 | 0.051423 | 0.00060014 | 2.1912 | 0.025572 | -115.0507 | 36.0875
3096 | 3 | Brunot Island Power Station | PA | 42003 | PJMW | Combined Cycle Gas | 70.6543 | 0.038275 | 0.00060011 | 1.9164 | 0.030047 | 0.035023 | 0.00060011 | 1.7439 | 0.029881 | -80.044 | 40.4638
56948 | CT05 | Coolidge Generating Station | AZ | 04021 | SRSG | Simple Cycle Gas | 47.3847 | 0.12621 | 0.00060009 | 1.915 | 0.009105 | 0.14126 | 0.00060009 | 2.1435 | 0.0091056 | -111.5041 | 32.9175
64383 | CT-8 | Braes Bayou Plant | TX | 48157 | TRE | Simple Cycle Gas | 45.701 | 0.095172 | 0.00060013 | 1.9081 | 0.012032 | 0.099878 | 0.00060013 | 2.0001 | 0.012018 | -95.621 | 29.48
50002 | 2 | Pittsfield Generating | MA | 25003 | ISNE | Combined Cycle Gas | 45.6884 | 0 | 0 | 1.8989 | 0.020802 | 0 | 0 | 0.7425 | 0.020802 | -73.2181 | 42.4564
56480 | 1B | Marshfield Utilities Combustion Turbine | WI | 55141 | MISW | Simple Cycle Gas | 28.1075 | 0.015533 | 0.00060027 | 1.8928 | 0.073143 | 0.016967 | 0.00060027 | 2.0677 | 0.073151 | -90.135 | 44.635
10 | CT9 | Greene County | AL | 01063 | SRSE | Simple Cycle Gas | 101.5495 | 0.39146 | 0.020354 | 1.8704 | 0.097254 | 0.39422 | 0.020354 | 1.8865 | 0.097402 | -87.7811 | 32.6017
1554 | 2 | Herbert A Wagner | MD | 24003 | PJME | Coal | 178.9 | 1.4796 | 0.12143 | 1.8649 | 0.15305 | 0 |  | 0 |  | -76.5268 | 39.1781
55807 | HPP1 | Henrietta Peaker Plant | CA | 06031 | CANO | Simple Cycle Gas | 55.1183 | 0.07664 | 0.00060003 | 1.86 | 0.014562 | 0.07297 | 0.00060003 | 1.7807 | 0.014642 | -119.9044 | 36.2397
55236 | CT3 | Lee County Generating Station, LLC | IL | 17103 | PJMC | Simple Cycle Gas | 84.7277 | 0.0334 | 0.00060003 | 1.8481 | 0.0332 | 0.035034 | 0.00060003 | 1.9418 | 0.033257 | -89.4054 | 41.8287
55216 | B-5 | Morris Cogeneration, LLC | IL | 17063 | CONUS | EGU-Other | 22.1957 | 0 | 0 | 1.8326 | 0.048758 | 0 | 0 | 1.9451 | 0.048758 | -88.3292 | 41.4092
7307 | 6 | Redding Power Plant | CA | 06089 | CANO | Simple Cycle Gas | 63.3177 | 0.43542 | 0.00060013 | 1.8294 | 0.0025214 | 0.51133 | 0.00060013 | 2.1785 | 0.0025569 | -122.4253 | 40.5083
57027 | 1 | Canyon Power Plant | CA | 06059 | CASO | Simple Cycle Gas | 50.2586 | 0.12555 | 0.00060008 | 1.8161 | 0.0086803 | 0.13298 | 0.00060008 | 1.9229 | 0.0086771 | -117.8616 | 33.8581
56948 | CT08 | Coolidge Generating Station | AZ | 04021 | SRSG | Simple Cycle Gas | 47.4566 | 0.12567 | 0.00060015 | 1.8038 | 0.0086143 | 0.14182 | 0.00060015 | 2.0347 | 0.0086102 | -111.5041 | 32.9175
57555 | CTG3 | Pio Pico Energy Center LLC | CA | 06073 | CASO | Simple Cycle Gas | 108.0034 | 0.081948 | 0.00060004 | 1.7995 | 0.013176 | 0.08902 | 0.00060004 | 1.9492 | 0.013139 | -116.9178 | 32.5739
422 | GT3 | Glenarm | CA | 06037 | CASO | Simple Cycle Gas | 41.5239 | 0.034771 | 0.00055913 | 1.7805 | 0.028632 | 0.037423 | 0.00055913 | 1.9165 | 0.028634 | -118.1474 | 34.1256
57073 | BLR1 | Ivanpah 2 | CA | 06071 | CONUS | EGU-Other | 24.9 | 0.0505 | 0.00032327 | 1.764 | 0.011292 | 0.0505 | 0.00032327 | 1.764 | 0.011292 | -115.4686 | 35.5561
56189 | 4 | Waterside Power, LLC | CT | 09001 | ISNE | Oil | 23 | 0 | 0 | 1.7558 | 0.58204 | 0 |  | 0 |  | -73.5564 | 41.0372
55296 | **2 | Calumet Energy Team, LLC | IL | 17031 | PJMC | Simple Cycle Gas | 206.8448 | 0.012382 | 0.00060008 | 1.7469 | 0.084664 | 0.012931 | 0.00060008 | 1.8239 | 0.08464 | -87.5563 | 41.6835
2494 | CT03-6 | Gowanus Generating Station | NY | 36047 | NYCW3 | Oil | 19.0718 | 0 | 0 | 1.7383 | 0.32102 | 3.7496e-05 | 0.0015 | 0.0099988 | 0.4 | -74.0051 | 40.6635
54 | SCT9 | Smith Generating Facility | KY | 21049 | PJMW | Simple Cycle Gas | 88.793 | 0.10582 | 0.00060009 | 1.7377 | 0.009854 | 0.11177 | 0.00060009 | 1.8385 | 0.0098708 | -84.1025 | 37.8824
1217 | 1 | Earl F Wisdom | IA | 19041 | SPPN | Boiler Gas | 31.4926 | 0.011579 | 0.00060038 | 1.736 | 0.090009 | 0.0045977 | 0.00060038 | 0.68497 | 0.089445 | -95.2569 | 43.1606
50002 | 3 | Pittsfield Generating | MA | 25003 | ISNE | Combined Cycle Gas | 46.8486 | 0 | 0 | 1.7264 | 0.019756 | 0 | 0 | 0.67564 | 0.019781 | -73.2181 | 42.4564
55129 | DBG5 | Desert Basin Generating Station | AZ | 04021 | SRSG | Simple Cycle Gas | 47.0462 | 0.010542 | 0.00060001 | 1.7227 | 0.098048 | 0.011511 | 0.00060001 | 1.889 | 0.098466 | -111.7889 | 32.9042
880079 | 35 | Tate & Lyle-Loudon | TN | 47105 | CONUS | EGU-Other | 18.0575 | 0 | 0 | 1.7212 | 0.17902 | 0 | 0 | 1.8272 | 0.17902 | -84.3208 | 35.7433
57483 | GT-3 | Mariposa Energy Project | CA | 06001 | CANO | Simple Cycle Gas | 48.8534 | 0.078053 | 0.00065721 | 1.7209 | 0.01449 | 0.078065 | 0.00065721 | 1.7406 | 0.014654 | -121.605 | 37.7965
55748 | CTG3 | Los Esteros Critical Energy Facility | CA | 06085 | CANO | Combined Cycle Gas | 70.4059 | 0.13342 | 0.00060011 | 1.7182 | 0.0077285 | 0.069462 | 0.00060011 | 0.89304 | 0.0077153 | -121.9319 | 37.425
56232 | 1 | Miramar Energy Facility | CA | 06073 | CASO | Simple Cycle Gas | 50.6379 | 0.05571 | 0.00059989 | 1.7031 | 0.01834 | 0.063513 | 0.00059989 | 1.9413 | 0.018336 | -117.1664 | 32.8769
57483 | GT-4 | Mariposa Energy Project | CA | 06001 | CANO | Simple Cycle Gas | 48.3617 | 0.076634 | 0.0006516 | 1.6965 | 0.014425 | 0.076869 | 0.0006516 | 1.7206 | 0.014585 | -121.605 | 37.7965
1660 | 5 | Potter | MA | 25021 | ISNE | Simple Cycle Gas | 58.8027 | 0.055163 | 0.00063746 | 1.6852 | 0.019474 | 0.053977 | 0.00063746 | 1.6694 | 0.019715 | -70.9672 | 42.235
2241 | GT-3 | C W Burdick | NE | 31079 | SPPN | Simple Cycle Gas | 35.1987 | 0.031763 | 0.00064974 | 1.6743 | 0.034249 | 0.034398 | 0.00064974 | 1.813 | 0.034245 | -98.3269 | 40.9228
50949 | CT2B | Hardee Power Station | FL | 12049 | FRCC | Simple Cycle Gas | 86.4956 | 0.14179 | 0.002085 | 1.6715 | 0.02458 | 0.1637 | 0.002085 | 1.9305 | 0.024588 | -81.9636 | 27.6364
50607 | RSB1 | Vicinity Energy Philadelphia - Schuylkill | PA | 42101 | CONUS | Industrial | 27.7164 | 0 | 0 | 1.6653 | 0.014884 | 0 | 0 | 1.6642 | 0.014871 | -75.1875 | 39.9422
7277 | 14 | Lincoln Combustion Turbine | NC | 37109 | SRCA | Simple Cycle Gas | 111.1434 | 0.0092835 | 0.00052193 | 1.6615 | 0.093411 | 0.0096688 | 0.00052193 | 1.7322 | 0.093507 | -81.0382 | 35.4316
57483 | GT-1 | Mariposa Energy Project | CA | 06001 | CANO | Simple Cycle Gas | 49.5502 | 0.079549 | 0.0006583 | 1.6525 | 0.013675 | 0.079751 | 0.0006583 | 1.6736 | 0.013815 | -121.605 | 37.7965
56189 | 5 | Waterside Power, LLC | CT | 09001 | ISNE | Oil | 23 | 0 | 0 | 1.6435 | 0.53769 | 0 |  | 0 |  | -73.5564 | 41.0372
56232 | 2 | Miramar Energy Facility | CA | 06073 | CASO | Simple Cycle Gas | 48.9004 | 0.047158 | 0.00060006 | 1.6424 | 0.020899 | 0.052467 | 0.00060006 | 1.8268 | 0.020893 | -117.1664 | 32.8769
57483 | GT-2 | Mariposa Energy Project | CA | 06001 | CANO | Simple Cycle Gas | 48.5812 | 0.081992 | 0.00065661 | 1.6418 | 0.013148 | 0.08151 | 0.00065661 | 1.646 | 0.01326 | -121.605 | 37.7965
7987 | 01 | Lake | CA | 06037 | CASO | Simple Cycle Gas | 45.2065 | 0.048687 | 0.00061479 | 1.6402 | 0.020711 | 0.052663 | 0.00061479 | 1.7738 | 0.020707 | -118.3147 | 34.1775
710 | 3AB | Jack McDonough | GA | 13067 | SRSE | Oil | 21.6321 | 0.66445 | 0.47887 | 1.6358 | 1.1789 | 0.14506 | 0.47887 | 0.35736 | 1.1797 | -84.475 | 33.8244
2390 | 014001 | Sayreville | NJ | 34023 | PJME | Simple Cycle Gas | 50.6201 | 2.0654 | 0.19088 | 1.623 | 0.15 | 2.1246 | 0.19088 | 1.6696 | 0.15 | -74.3552 | 40.4753
1271 | 4 | Coffeyville | KS | 20125 | SPPC | Boiler Gas | 34.3543 | 0.006965 | 0.00059992 | 1.6108 | 0.13874 | 0.005494 | 0.00059992 | 1.2724 | 0.13894 | -95.6122 | 37.0375
594 | 10 | Indian River | DE | 10005 | PJME | Oil | 12.3459 | 0 | 0 | 1.6051 | 0.24506 | 0 | 0 | 0.2079 | 0.24506 | -75.2341 | 38.5857
56473 | CT1 | Mira Loma Generating Station | CA | 06071 | CASO | Simple Cycle Gas | 52.1159 | 0.086511 | 0.00060011 | 1.6033 | 0.011122 | 0.092442 | 0.00060011 | 1.7128 | 0.011119 | -117.5604 | 34.0054
55807 | HPP2 | Henrietta Peaker Plant | CA | 06031 | CANO | Simple Cycle Gas | 55.7739 | 0.070291 | 0.00060005 | 1.5953 | 0.013618 | 0.067707 | 0.00060005 | 1.5391 | 0.01364 | -119.9044 | 36.2397
55253 | GT3 | Crete Energy Park | IL | 17197 | PJMC | Simple Cycle Gas | 88.074 | 0.029052 | 0.00060002 | 1.5895 | 0.032828 | 0.02997 | 0.00060002 | 1.6461 | 0.032956 | -87.6187 | 41.4297
56948 | CT12 | Coolidge Generating Station | AZ | 04021 | SRSG | Simple Cycle Gas | 47.5327 | 0.087607 | 0.00060015 | 1.5805 | 0.010827 | 0.10008 | 0.00060015 | 1.8056 | 0.010828 | -111.5041 | 32.9175
2364 | CT2 | Merrimack | NH | 33013 | ISNE | Oil | 8.6236 | 0 | 0 | 1.5753 | 0.8263 | 0 |  | 0 |  | -71.4692 | 43.1411
10405 | 1 | Kingsburg Cogen Facility | CA | 06019 | CANO | Combined Cycle Gas | 25.8148 | 0.042581 | 0.00060025 | 1.571 | 0.022147 | 0.022178 | 0.00060025 | 0.81753 | 0.022126 | -119.578 | 36.547
2517 | UGT001 | Port Jefferson Energy Center | NY | 36103 | NYCW | Oil | 16.9981 | 0 | 0 | 1.57 | 1.1999 | 3.4111e-05 | 0.0009 | 0.045476 | 1.1999 | -73.0786 | 40.9503
2861 | CTA | Niles | OH | 39155 | PJMW | Oil | 22.2223 | 0.65285 | 0.50008 | 1.5667 | 1.2001 | 0.29209 | 0.50008 | 0.70096 | 1.2001 | -80.75 | 41.1667
7925 | CT06 | Lakefield Junction Generating | MN | 27091 | MISW | Simple Cycle Gas | 76.2782 | 0.022902 | 0.00061272 | 1.5665 | 0.04191 | 0.024596 | 0.00061272 | 1.6787 | 0.04182 | -94.8186 | 43.7989
2707 | 1 | Blewett | NC | 37007 | SRCA | Oil | 23.0833 | 0.6513 | 0.50023 | 1.5624 | 1.2 | 0 |  | 0 |  | -79.8771 | 34.9815
55236 | CT1 | Lee County Generating Station, LLC | IL | 17103 | PJMC | Simple Cycle Gas | 86.8218 | 0.032303 | 0.00060006 | 1.5604 | 0.028986 | 0.03395 | 0.00060006 | 1.6428 | 0.029037 | -89.4054 | 41.8287
57267 | 4 | Marsh Landing Generating Station | CA | 06013 | CANO | Simple Cycle Gas | 204.3664 | 0.13429 | 0.00060002 | 1.5595 | 0.0069681 | 0.13724 | 0.00060002 | 1.5962 | 0.0069788 | -121.765 | 38.0171
54593 | 1 | Batavia Energy | NY | 36037 | NYUP | Combined Cycle Gas | 42.0747 | 0.006797 | 0.00060013 | 1.5584 | 0.13759 | 0.003839 | 0.00060013 | 0.87958 | 0.1375 | -78.1592 | 42.9828
10169 | D1 | Carson Cogeneration Company | CA | 06037 | CASO | Combined Cycle Gas | 43.2883 | 0.071871 | 0.00060013 | 1.5542 | 0.012977 | 0.014625 | 0.00060013 | 0.31347 | 0.012864 | -118.2491 | 33.8759
688 | HC3 | Arvah B Hopkins | FL | 12073 | FRCC | Simple Cycle Gas | 47.1293 | 4.3485 | 0.04839 | 1.554 | 0.017293 | 4.9437 | 0.04839 | 1.7643 | 0.017269 | -84.4 | 30.4522
3559 | 10 | Silas Ray | TX | 48061 | TRE | Simple Cycle Gas | 45.2015 | 0.087377 | 0.00060018 | 1.5382 | 0.010565 | 0.091936 | 0.00060018 | 1.6167 | 0.010554 | -97.5214 | 25.9131
50002 | 1 | Pittsfield Generating | MA | 25003 | ISNE | Combined Cycle Gas | 46.8543 | 0 | 0 | 1.5363 | 0.018211 | 0 | 0 | 0.60008 | 0.018208 | -73.2181 | 42.4564
7277 | 16 | Lincoln Combustion Turbine | NC | 37109 | SRCA | Simple Cycle Gas | 114.3089 | 0.008549 | 0.00051383 | 1.5325 | 0.09211 | 0.0088689 | 0.00051383 | 1.5924 | 0.092258 | -81.0388 | 35.4313
55096 | BLR2 | Portside Energy | IN | 18127 | MISC | Boiler Gas | 4.714 | 0 | 0 | 1.53 | 0.043793 | 0 | 0 | 11.3428 | 0.019143 | -87.1728 | 41.6317
55640 | CT08 | LSP University Park, LLC | IL | 17197 | PJMC | Simple Cycle Gas | 50.2868 | 0.049534 | 0.00059596 | 1.5285 | 0.01839 | 0.052333 | 0.00059596 | 1.615 | 0.018391 | -87.7515 | 41.4426
2404 | 132 | Kearny Generating Station | NJ | 34017 | PJME | Simple Cycle Gas | 41.2696 | 0.10868 | 0.00060011 | 1.5281 | 0.0084378 | 0.11265 | 0.00060011 | 1.5827 | 0.0084314 | -74.1 | 40.7375
55640 | CT06 | LSP University Park, LLC | IL | 17197 | PJMC | Simple Cycle Gas | 51.368 | 0.052387 | 0.00057839 | 1.5212 | 0.016795 | 0.055356 | 0.00057839 | 1.6066 | 0.016787 | -87.7515 | 41.4426
2516 | UGT001 | Northport | NY | 36103 | NYCW | Oil | 11.2859 | 0 | 0 | 1.5131 | 1.2 | 5.3804e-05 | 0.0015 | 0.043043 | 1.2 | -73.3417 | 40.9231
55627 | UNIT1 | Goose Haven Energy Center | CA | 06095 | CANO | Simple Cycle Gas | 47.9316 | 0.04412 | 0.00060012 | 1.5117 | 0.020562 | 0.043994 | 0.00060012 | 1.5162 | 0.020683 | -121.844 | 38.2271
7873 | CT3A | Bayside Power Station | FL | 12057 | FRCC | Simple Cycle Gas | 32.0352 | 0.0094305 | 0.00060002 | 1.5067 | 0.095865 | 0.011069 | 0.00060002 | 1.7684 | 0.09586 | -82.4231 | 27.9072
55542 | 1 | Larkspur Energy Faciity | CA | 06073 | CASO | Simple Cycle Gas | 50.6886 | 0.057231 | 0.00060006 | 1.5065 | 0.015796 | 0.062647 | 0.00060006 | 1.6469 | 0.015775 | -116.9444 | 32.5672
55748 | CTG1 | Los Esteros Critical Energy Facility | CA | 06085 | CANO | Combined Cycle Gas | 72.9073 | 0.12182 | 0.00060008 | 1.5032 | 0.0074045 | 0.06341 | 0.00060008 | 0.78218 | 0.0074022 | -121.9319 | 37.425
2322 | 17A | Clark | NV | 32003 | BASN | Simple Cycle Gas | 30.046 | 0.036155 | 0.00060013 | 1.4944 | 0.024806 | 0.041313 | 0.00060013 | 1.7076 | 0.024805 | -115.0507 | 36.0875
7277 | 13 | Lincoln Combustion Turbine | NC | 37109 | SRCA | Simple Cycle Gas | 112.5478 | 0.0079325 | 0.00049234 | 1.49 | 0.092482 | 0.0082558 | 0.00049234 | 1.5533 | 0.092634 | -81.0379 | 35.4318
10745 | 019 | Midland Cogeneration Venture | MI | 26111 | MISE | Boiler Gas | 25.7895 | 0.027989 | 0.00060006 | 1.485 | 0.031837 | 0.012635 | 0.00060006 | 0.68116 | 0.032348 | -84.2242 | 43.5861
56674 | 1 | Winchester Power Park | TX | 48149 | TRE | Simple Cycle Gas | 46.1263 | 0.063527 | 0.00060015 | 1.483 | 0.01401 | 0.0675 | 0.00060015 | 1.5581 | 0.013853 | -96.993 | 30.0253
55544 | GT3 | Klamath Generation Peakers | OR | 41035 | NWPP | Simple Cycle Gas | 26.2151 | 0.034796 | 0.00060013 | 1.4664 | 0.025291 | 0 |  | 0 |  | -121.8139 | 42.1725
55640 | CT10 | LSP University Park, LLC | IL | 17197 | PJMC | Simple Cycle Gas | 54.132 | 0.041234 | 0.00052571 | 1.463 | 0.018652 | 0.043593 | 0.00052571 | 1.55 | 0.018693 | -87.7515 | 41.4426
61242 | CT2 | Victoria Port Peaking Facility | TX | 48469 | TRE | Simple Cycle Gas | 52.0071 | 0.079604 | 0.00060006 | 1.4628 | 0.011027 | 0.080102 | 0.00060006 | 1.472 | 0.011027 | -96.9454 | 28.6958
3403 | GCT3 | Gallatin | TN | 47165 | SRCE | Simple Cycle Gas | 123.5115 | 1.1762 | 0.47854 | 1.4619 | 0.59476 | 1.2699 | 0.47854 | 1.5783 | 0.59476 | -86.4006 | 36.3156
7925 | CT05 | Lakefield Junction Generating | MN | 27091 | MISW | Simple Cycle Gas | 76.0943 | 0.026669 | 0.00060735 | 1.4575 | 0.033194 | 0.029132 | 0.00060735 | 1.5886 | 0.033119 | -94.8186 | 43.7989
2322 | 19A | Clark | NV | 32003 | BASN | Simple Cycle Gas | 30.5514 | 0.033508 | 0.00060024 | 1.4526 | 0.02602 | 0.038255 | 0.00060024 | 1.6581 | 0.026017 | -115.0507 | 36.0875
2390 | 016001 | Sayreville | NJ | 34023 | PJME | Simple Cycle Gas | 48.1249 | 1.4204 | 0.14708 | 1.4488 | 0.15002 | 1.3521 | 0.14708 | 1.3791 | 0.15002 | -74.3552 | 40.4753
55748 | CTG4 | Los Esteros Critical Energy Facility | CA | 06085 | CANO | Combined Cycle Gas | 69.9563 | 0.12597 | 0.00060011 | 1.4474 | 0.0068951 | 0.065574 | 0.00060011 | 0.75271 | 0.0068885 | -121.9319 | 37.425
57074 | BLR1 | Ivanpah 1 | CA | 06071 | CONUS | EGU-Other | 24.9 | 0.06175 | 0.00046311 | 1.4453 | 0.010839 | 0.06174 | 0.00046311 | 1.4451 | 0.010839 | -115.4515 | 35.5356
688 | HC4 | Arvah B Hopkins | FL | 12073 | FRCC | Simple Cycle Gas | 48.9405 | 4.2703 | 0.060279 | 1.4432 | 0.020372 | 4.854 | 0.060279 | 1.6372 | 0.020331 | -84.4 | 30.4522
2322 | 17B | Clark | NV | 32003 | BASN | Simple Cycle Gas | 30.5442 | 0.035361 | 0.00060026 | 1.4416 | 0.024472 | 0.040408 | 0.00060026 | 1.6476 | 0.024475 | -115.0507 | 36.0875
55236 | CT4 | Lee County Generating Station, LLC | IL | 17103 | PJMC | Simple Cycle Gas | 86.3756 | 0.025469 | 0.00060007 | 1.437 | 0.033858 | 0.026767 | 0.00060007 | 1.5122 | 0.033901 | -89.4054 | 41.8287
1571 | **GT3 | Chalk Point | MD | 24033 | PJME | Simple Cycle Gas | 101.8264 | 2.1834 | 0.18768 | 1.4365 | 0.12348 | 2.2643 | 0.18768 | 1.4874 | 0.12329 | -76.6861 | 38.5444
2404 | 131 | Kearny Generating Station | NJ | 34017 | PJME | Simple Cycle Gas | 42.0883 | 0.10696 | 0.0006001 | 1.4326 | 0.0080379 | 0.109 | 0.0006001 | 1.4584 | 0.0080294 | -74.1 | 40.7375
645 | CT4B | Big Bend | FL | 12057 | FRCC | Simple Cycle Gas | 49.7067 | 0.009138 | 0.00060017 | 1.4196 | 0.093235 | 0.010836 | 0.00060017 | 1.6828 | 0.093208 | -82.4036 | 27.7944
7318 | **11 | Van Sant | DE | 10001 | PJME | Oil | 37.1814 | 0.033092 | 0.0029915 | 1.4131 | 0.12775 | 0.004323 | 0.0029915 | 0.18448 | 0.12766 | -75.5466 | 39.15
56948 | CT06 | Coolidge Generating Station | AZ | 04021 | SRSG | Simple Cycle Gas | 46.9204 | 0.12517 | 0.00060009 | 1.4107 | 0.0067632 | 0.13904 | 0.00060009 | 1.568 | 0.0067676 | -111.5041 | 32.9175
7277 | 15 | Lincoln Combustion Turbine | NC | 37109 | SRCA | Simple Cycle Gas | 114.1245 | 0.0093765 | 0.00061624 | 1.3948 | 0.091672 | 0.0097086 | 0.00061624 | 1.4469 | 0.091837 | -81.0385 | 35.4315
2322 | 12A | Clark | NV | 32003 | BASN | Simple Cycle Gas | 30.9781 | 0.034456 | 0.00060014 | 1.3944 | 0.024287 | 0.039348 | 0.00060014 | 1.5926 | 0.02429 | -115.0507 | 36.0875
56189 | 7 | Waterside Power, LLC | CT | 09001 | ISNE | Oil | 23 | 0 | 0 | 1.3843 | 0.44566 | 0 |  | 0 |  | -73.5564 | 41.0372
55810 | S-4 | Gilroy Energy Center, LLC | CA | 06085 | CANO | Simple Cycle Gas | 47.2124 | 0.028509 | 0.00060005 | 1.3772 | 0.028988 | 0.027254 | 0.00060005 | 1.3264 | 0.029203 | -121.5363 | 36.999
7925 | CT04 | Lakefield Junction Generating | MN | 27091 | MISW | Simple Cycle Gas | 75.848 | 0.023456 | 0.00060059 | 1.3751 | 0.035209 | 0.025688 | 0.00060059 | 1.502 | 0.035117 | -94.8186 | 43.7989
2322 | 19B | Clark | NV | 32003 | BASN | Simple Cycle Gas | 30.6132 | 0.033085 | 0.00060018 | 1.3676 | 0.02481 | 0.037772 | 0.00060018 | 1.5605 | 0.024797 | -115.0507 | 36.0875
64383 | CT-6 | Braes Bayou Plant | TX | 48157 | TRE | Simple Cycle Gas | 45.8922 | 0.09003 | 0.00060013 | 1.3642 | 0.009094 | 0.094788 | 0.00060013 | 1.4276 | 0.0090389 | -95.621 | 29.48
7425 | 1 | Interstate | IL | 17167 | MISC | Simple Cycle Gas | 109.7955 | 0.0045035 | 0.00064658 | 1.3631 | 0.1957 | 0.0047145 | 0.00064658 | 1.4272 | 0.19574 | -89.5888 | 39.8233
7873 | CT3B | Bayside Power Station | FL | 12057 | FRCC | Simple Cycle Gas | 32.5006 | 0.0090655 | 0.00060005 | 1.3608 | 0.090074 | 0.010483 | 0.00060005 | 1.5737 | 0.090077 | -82.4231 | 27.9072
57555 | CTG1 | Pio Pico Energy Center LLC | CA | 06073 | CASO | Simple Cycle Gas | 105.4744 | 0.068412 | 0.00060006 | 1.36 | 0.011929 | 0.074555 | 0.00060006 | 1.4767 | 0.011885 | -116.9178 | 32.5739
57027 | 3 | Canyon Power Plant | CA | 06059 | CASO | Simple Cycle Gas | 49.5966 | 0.094689 | 0.00060011 | 1.3595 | 0.0086163 | 0.09786 | 0.00060011 | 1.4061 | 0.0086226 | -117.8616 | 33.8581
2322 | 12B | Clark | NV | 32003 | BASN | Simple Cycle Gas | 30.0451 | 0.035115 | 0.00060013 | 1.3579 | 0.023207 | 0.040062 | 0.00060013 | 1.5491 | 0.023205 | -115.0507 | 36.0875
56143 | 2 | Riverside Energy Resource Center | CA | 06065 | CASO | Simple Cycle Gas | 49.1283 | 0.064961 | 0.00060021 | 1.3577 | 0.012544 | 0.067782 | 0.00060021 | 1.4083 | 0.01247 | -117.4528 | 33.9636
55810 | S-3 | Gilroy Energy Center, LLC | CA | 06085 | CANO | Simple Cycle Gas | 54.2552 | 0.02983 | 0.00060025 | 1.3532 | 0.02723 | 0.028603 | 0.00060025 | 1.3173 | 0.027645 | -121.5363 | 36.999
55541 | 1 | Indigo Generation Facility | CA | 06065 | CASO | Simple Cycle Gas | 49.3992 | 0.037111 | 0.00060013 | 1.3499 | 0.02183 | 0.041906 | 0.00060013 | 1.5244 | 0.021832 | -116.5533 | 33.9114
563 | 13B | South Meadow Station | CT | 09003 | ISNE | Oil | 18.7119 | 0 | 0 | 1.3479 | 0.81937 | 0 |  | 0 |  | -72.6524 | 41.7495
2322 | 20A | Clark | NV | 32003 | BASN | Simple Cycle Gas | 30.3795 | 0.028782 | 0.00060025 | 1.3467 | 0.028085 | 0.032883 | 0.00060025 | 1.5385 | 0.028083 | -115.0507 | 36.0875
56948 | CT11 | Coolidge Generating Station | AZ | 04021 | SRSG | Simple Cycle Gas | 46.8496 | 0.084658 | 0.00060006 | 1.3418 | 0.0095111 | 0.095928 | 0.00060006 | 1.5196 | 0.0095057 | -111.5041 | 32.9175
55542 | 2 | Larkspur Energy Faciity | CA | 06073 | CASO | Simple Cycle Gas | 49.0986 | 0.04763 | 0.00060008 | 1.3277 | 0.016727 | 0.050988 | 0.00060008 | 1.3881 | 0.016337 | -116.9444 | 32.5672
55541 | 2 | Indigo Generation Facility | CA | 06065 | CASO | Simple Cycle Gas | 50.108 | 0.037985 | 0.00060008 | 1.3249 | 0.02093 | 0.042524 | 0.00060008 | 1.4819 | 0.020912 | -116.5533 | 33.9114
55626 | UNIT1 | Lambie Energy Center | CA | 06095 | CANO | Simple Cycle Gas | 47.8755 | 0.03568 | 0.00060003 | 1.3244 | 0.022273 | 0.036739 | 0.00060003 | 1.3724 | 0.022414 | -121.8683 | 38.2216
7155 | **2 | Lime Creek | IA | 19033 | MISW | Oil | 35.04 | 0.010466 | 0.0020894 | 1.3185 | 0.26321 | 0.044404 | 0.0020894 | 5.1577 | 0.24269 | -93.2046 | 43.2481
1586 | FJ-3 | Framingham Station | MA | 25017 | ISNE | Oil | 6.0837 | 0 | 0 | 1.3168 | 0.53286 | 0 |  | 0 |  | -71.3983 | 42.2672
55447 | CT04 | Columbia Energy Center (MO) | MO | 29019 | MISC | Simple Cycle Gas | 43.7903 | 0.012801 | 0.00060017 | 1.3155 | 0.061677 | 0.013964 | 0.00060017 | 1.4319 | 0.061544 | -92.2633 | 39.0183
54276 | ES003 | University of NC Chapel Hill | NC | 37135 | CONUS | EGU-Other | 22.618 | 0 | 0 | 1.3153 | 0.053367 | 0 | 0 | 1.3993 | 0.053367 | -79.0617 | 35.9069
50368 | CT2 | Cornell University Ithaca Campus | NY | 36109 | CONUS | EGU-Other | 7.9711 | 0 | 0 | 1.3122 | 0.0068994 | 0 | 0 | 1.3905 | 0.0068994 | -76.4764 | 42.4428
2241 | GT-2 | C W Burdick | NE | 31079 | SPPN | Simple Cycle Gas | 34.6295 | 0.031984 | 0.00064961 | 1.3119 | 0.026645 | 0.034637 | 0.00064961 | 1.4204 | 0.026639 | -98.3269 | 40.9228
55640 | CT05 | LSP University Park, LLC | IL | 17197 | PJMC | Simple Cycle Gas | 58.7581 | 0.034111 | 0.00058442 | 1.3077 | 0.022404 | 0.03602 | 0.00058442 | 1.374 | 0.022293 | -87.7515 | 41.4426
7158 | **GT3 | Woodsdale | OH | 39017 | PJMW | Simple Cycle Gas | 86.3317 | 0.006831 | 0.00060002 | 1.3075 | 0.11485 | 0.0073082 | 0.00060002 | 1.3989 | 0.11485 | -84.4611 | 39.4492
7254 | 32432 | Reedy Creek | FL | 12095 | CONUS | Institutional | 4.2755 | 0.0007825 | 6.1947e-05 | 1.2999 | 0.10291 | 0.00083147 | 6.1947e-05 | 1.3646 | 0.10167 | -81.5803 | 28.4272
1586 | FJ-1 | Framingham Station | MA | 25017 | ISNE | Oil | 6.777 | 0 | 0 | 1.2981 | 0.54925 | 0 |  | 0 |  | -71.3983 | 42.2672
57075 | BLR1 | Ivanpah 3 | CA | 06071 | CONUS | EGU-Other | 24.9 | 0.0628 | 0.00052969 | 1.2964 | 0.010934 | 0.0628 | 0.00052969 | 1.2963 | 0.010934 | -115.4825 | 35.5808
2322 | 20B | Clark | NV | 32003 | BASN | Simple Cycle Gas | 29.7105 | 0.029088 | 0.00060018 | 1.2881 | 0.026578 | 0.033231 | 0.00060018 | 1.4714 | 0.026576 | -115.0507 | 36.0875
56143 | 3 | Riverside Energy Resource Center | CA | 06065 | CASO | Simple Cycle Gas | 51.4236 | 0.062201 | 0.00060013 | 1.2752 | 0.012303 | 0.065555 | 0.00060013 | 1.3379 | 0.012248 | -117.4528 | 33.9636
50555 | 1 | Rosemary Power Station | NC | 37083 | PJMD | Combined Cycle Gas | 74.6482 | 0.23655 | 0.037988 | 1.2742 | 0.20464 | 0.17177 | 0.037988 | 0.9255 | 0.20468 | -77.6594 | 36.4525
400 | 1 | Haynes Generating Station | CA | 06037 | CASO | Boiler Gas | 194.692 | 0.35361 | 0.00060005 | 1.2703 | 0.0021556 | 0.32743 | 0.00060005 | 1.1707 | 0.0021454 | -118.0942 | 33.7639
400 | 14 | Haynes Generating Station | CA | 06037 | CASO | Simple Cycle Gas | 94.8148 | 0.085065 | 0.00060006 | 1.2552 | 0.0088544 | 0.085998 | 0.00060006 | 1.2701 | 0.0088619 | -118.094 | 33.7639
57027 | 2 | Canyon Power Plant | CA | 06059 | CASO | Simple Cycle Gas | 50.432 | 0.093036 | 0.00060009 | 1.2552 | 0.0080962 | 0.096651 | 0.00060009 | 1.304 | 0.0080963 | -117.8616 | 33.8581
56948 | CT10 | Coolidge Generating Station | AZ | 04021 | SRSG | Simple Cycle Gas | 47.4023 | 0.079779 | 0.0006001 | 1.2505 | 0.0094061 | 0.090391 | 0.0006001 | 1.416 | 0.0094008 | -111.5041 | 32.9175
2404 | 134 | Kearny Generating Station | NJ | 34017 | PJME | Simple Cycle Gas | 41.7631 | 0.089029 | 0.00060012 | 1.2501 | 0.0084265 | 0.090294 | 0.00060012 | 1.2678 | 0.008426 | -74.1 | 40.7375
563 | 13A | South Meadow Station | CT | 09003 | ISNE | Oil | 19.854 | 0 | 0 | 1.2484 | 0.82599 | 0 |  | 0 |  | -72.6524 | 41.7495
56143 | 4 | Riverside Energy Resource Center | CA | 06065 | CASO | Simple Cycle Gas | 52.6504 | 0.065847 | 0.00060021 | 1.2472 | 0.011369 | 0.070061 | 0.00060021 | 1.3175 | 0.011287 | -117.4528 | 33.9636
55264 | CT1 | AMP-Ohio Gas Turbines Napoleon | OH | 39069 | PJMW | Simple Cycle Gas | 27.0289 | 0.00485 | 0.0005844 | 1.2445 | 0.14996 | 0.0051016 | 0.0005844 | 1.3091 | 0.14996 | -84.1092 | 41.4077
2322 | 14A | Clark | NV | 32003 | BASN | Simple Cycle Gas | 30.7385 | 0.029569 | 0.00060012 | 1.2385 | 0.025136 | 0.03381 | 0.00060012 | 1.4159 | 0.025133 | -115.0507 | 36.0875
61241 | CT1 | Victoria City Peaking Facility | TX | 48469 | TRE | Simple Cycle Gas | 50.947 | 0.063254 | 0.00060009 | 1.2343 | 0.01171 | 0.064855 | 0.00060009 | 1.2618 | 0.011676 | -97.0112 | 28.7855
61966 | CT1 | Victoria Port Power II Peaking Facility | TX | 48469 | TRE | Simple Cycle Gas | 48.3206 | 0.12437 | 0.0006001 | 1.2286 | 0.0059281 | 0.13174 | 0.0006001 | 1.2826 | 0.0058425 | -96.948 | 28.7065
2367 | CT1 | Schiller | NH | 33015 | ISNE | Oil | 10.3783 | 0 | 0 | 1.225 | 0.78817 | 0 |  | 0 |  | -70.7842 | 43.0978
3439 | 4 | Laredo | TX | 48479 | TRE | Simple Cycle Gas | 106.9518 | 0.063124 | 0.00060007 | 1.2153 | 0.011553 | 0.070068 | 0.00060007 | 1.346 | 0.011527 | -99.509 | 27.5683
55513 | GT-1 | CalPeak Power - Enterprise | CA | 06073 | CASO | Simple Cycle Gas | 56.4807 | 0.050587 | 0.00060009 | 1.2005 | 0.014241 | 0.057558 | 0.00060009 | 1.3659 | 0.014241 | -117.117 | 33.1221
55096 | BLR1 | Portside Energy | IN | 18127 | MISC | Boiler Gas | 10.6434 | 0 | 0 | 1.1997 | 0.045993 | 0 | 0 | 1.8388 | 0.045993 | -87.1728 | 41.6317
141 | 7 | Agua Fria Generating Station | AZ | 04013 | SRSG | Simple Cycle Gas | 47.6856 | 0.0075725 | 0.00060008 | 1.1985 | 0.094977 | 0.0080109 | 0.00060008 | 1.2926 | 0.096827 | -112.2161 | 33.5542
6166 | AB2 | Rockport | IN | 18147 | CONUS | Industrial | 60.3 | 0 | 0 | 1.1961 | 0.10299 | 0.018582 | 0.0016 | 1.196 | 0.10299 | -87.0372 | 37.9256
55199 | 2 | Elwood Energy Facility | IL | 17197 | PJMC | Simple Cycle Gas | 168.9857 | 0.017876 | 0.00060001 | 1.1937 | 0.040067 | 0.018813 | 0.00060001 | 1.2553 | 0.040034 | -88.1236 | 41.4388
565 | 10 | Torrington Terminal | CT | 09005 | ISNE | Oil | 7.3019 | 0 | 0 | 1.1925 | 1.2 | 0 |  | 0 |  | -73.1219 | 41.7761
2707 | 2 | Blewett | NC | 37007 | SRCA | Oil | 23.0833 | 0.49555 | 0.50035 | 1.1885 | 1.2001 | 0 |  | 0 |  | -79.8771 | 34.9815
1660 | 4 | Potter | MA | 25021 | ISNE | Simple Cycle Gas | 58.8683 | 0.051691 | 0.00063528 | 1.1874 | 0.014593 | 0.050572 | 0.00063528 | 1.1701 | 0.014699 | -70.9672 | 42.235
55262 | CT1 | AMP-Ohio Gas Turbines Bowling Green | OH | 39173 | PJMW | Simple Cycle Gas | 29.5338 | 0.00435 | 0.00055155 | 1.1832 | 0.15003 | 0.0046092 | 0.00055155 | 1.2537 | 0.15003 | -83.6411 | 41.3989
50385 | 2001 | Newark Bay Cogen | NJ | 34013 | PJME | Combined Cycle Gas | 70.765 | 0.016593 | 0.00060008 | 1.1799 | 0.042671 | 0 |  | 0 |  | -74.13 | 40.7197
2404 | 133 | Kearny Generating Station | NJ | 34017 | PJME | Simple Cycle Gas | 40.5317 | 0.10269 | 0.00060012 | 1.1772 | 0.0068795 | 0.10504 | 0.00060012 | 1.2044 | 0.0068809 | -74.1 | 40.7375
55510 | GT-1 | CalPeak Power - Border | CA | 06073 | CASO | Simple Cycle Gas | 56.2866 | 0.058947 | 0.00060005 | 1.177 | 0.011981 | 0.067513 | 0.00060005 | 1.3472 | 0.011973 | -116.9433 | 32.5622
2322 | 14B | Clark | NV | 32003 | BASN | Simple Cycle Gas | 29.9432 | 0.0299 | 0.00060006 | 1.1769 | 0.023619 | 0.034184 | 0.00060006 | 1.3451 | 0.023613 | -115.0507 | 36.0875
56948 | CT09 | Coolidge Generating Station | AZ | 04021 | SRSG | Simple Cycle Gas | 47.6244 | 0.06453 | 0.0006001 | 1.1718 | 0.010898 | 0.072803 | 0.0006001 | 1.3229 | 0.010905 | -111.5041 | 32.9175
400 | 2 | Haynes Generating Station | CA | 06037 | CASO | Boiler Gas | 184.0804 | 0.26717 | 0.00060007 | 1.1536 | 0.0025911 | 0.24595 | 0.00060007 | 1.0697 | 0.0026097 | -118.0942 | 33.7639
61242 | CT1 | Victoria Port Peaking Facility | TX | 48469 | TRE | Simple Cycle Gas | 53.3854 | 0.058625 | 0.00060006 | 1.1497 | 0.011768 | 0.058014 | 0.00060006 | 1.1343 | 0.011732 | -96.9454 | 28.6958
645 | CT4A | Big Bend | FL | 12057 | FRCC | Simple Cycle Gas | 50.3252 | 0.007646 | 0.00060007 | 1.1407 | 0.089527 | 0.0090667 | 0.00060007 | 1.3518 | 0.089466 | -82.4036 | 27.7944
10294 | 2 | King City Power Plant | CA | 06053 | CANO | Simple Cycle Gas | 48.7976 | 0.029374 | 0.00059996 | 1.1395 | 0.023276 | 0.03035 | 0.00059996 | 1.1887 | 0.023498 | -121.1278 | 36.225
56948 | CT04 | Coolidge Generating Station | AZ | 04021 | SRSG | Simple Cycle Gas | 46.9869 | 0.068063 | 0.00060008 | 1.1392 | 0.010044 | 0.076353 | 0.00060008 | 1.2769 | 0.010036 | -111.5041 | 32.9175
3935 | AUX1 | John E Amos | WV | 54079 | CONUS | EGU-Other | 64.2 | 0 | 0 | 1.1391 | 0.13301 | 0 | 0 | 1.1392 | 0.13301 | -81.8233 | 38.4731
50368 | CT1 | Cornell University Ithaca Campus | NY | 36109 | CONUS | EGU-Other | 7.9205 | 0 | 0 | 1.1383 | 0.0069901 | 0 | 0 | 1.2076 | 0.0069901 | -76.4764 | 42.4428
55544 | GT4 | Klamath Generation Peakers | OR | 41035 | NWPP | Simple Cycle Gas | 26.8511 | 0.02673 | 0.00060019 | 1.1287 | 0.025342 | 0 |  | 0 |  | -121.8139 | 42.1725
1702 | B | Dan E Karn | MI | 26017 | CONUS | EGU-Other | 27.5148 | 1.7141 | 0.069867 | 1.1185 | 0.045591 | 1.8249 | 0.069867 | 1.2076 | 0.046235 | -83.8431 | 43.6425
10 | CT2 | Greene County | AL | 01063 | SRSE | Simple Cycle Gas | 102.9527 | 0.24218 | 0.020331 | 1.1093 | 0.09313 | 0.24388 | 0.020331 | 1.1128 | 0.092769 | -87.7811 | 32.6017
2322 | 13A | Clark | NV | 32003 | BASN | Simple Cycle Gas | 31.2885 | 0.02651 | 0.00060034 | 1.1093 | 0.025122 | 0.030288 | 0.00060034 | 1.2665 | 0.025104 | -115.0507 | 36.0875
56674 | 4 | Winchester Power Park | TX | 48149 | TRE | Simple Cycle Gas | 46.359 | 0.064972 | 0.00060014 | 1.1036 | 0.010194 | 0.06902 | 0.00060014 | 1.1698 | 0.010171 | -96.9936 | 30.0244
55748 | CTG2 | Los Esteros Critical Energy Facility | CA | 06085 | CANO | Combined Cycle Gas | 72.2439 | 0.10357 | 0.00060012 | 1.0997 | 0.0063719 | 0.053932 | 0.00060012 | 0.57193 | 0.0063641 | -121.9319 | 37.425
1586 | FJ-2 | Framingham Station | MA | 25017 | ISNE | Oil | 6.2493 | 0 | 0 | 1.0985 | 0.47585 | 0 |  | 0 |  | -71.3983 | 42.2672
56948 | CT03 | Coolidge Generating Station | AZ | 04021 | SRSG | Simple Cycle Gas | 47.0995 | 0.064664 | 0.00060001 | 1.096 | 0.01017 | 0.072451 | 0.00060001 | 1.2272 | 0.010163 | -111.5041 | 32.9175
50385 | 1001 | Newark Bay Cogen | NJ | 34013 | PJME | Combined Cycle Gas | 67.7623 | 0.012945 | 0.00060022 | 1.095 | 0.050771 | 0 |  | 0 |  | -74.13 | 40.7197
55109 | T4 | Rocky Road Power, LLC | IL | 17089 | PJMC | Simple Cycle Gas | 118.5704 | 0.0098535 | 0.00059999 | 1.0911 | 0.066441 | 0.010307 | 0.00059999 | 1.1413 | 0.066438 | -88.2397 | 42.0931
56472 | CT1 | Grapeland Generating Station | CA | 06071 | CASO | Simple Cycle Gas | 46.3236 | 0.039624 | 0.00060006 | 1.0852 | 0.016433 | 0.042571 | 0.00060006 | 1.1651 | 0.016422 | -117.534 | 34.09
55951 | AMP-1 | Agua Mansa Power | CA | 06071 | CASO | Simple Cycle Gas | 42.7328 | 0.043381 | 0.00060005 | 1.0845 | 0.015001 | 0.04474 | 0.00060005 | 1.1184 | 0.015 | -117.3603 | 34.0414
2322 | 16A | Clark | NV | 32003 | BASN | Simple Cycle Gas | 30.7997 | 0.028071 | 0.00060024 | 1.0806 | 0.023106 | 0.032093 | 0.00060024 | 1.2354 | 0.023106 | -115.0507 | 36.0875
55541 | 3 | Indigo Generation Facility | CA | 06065 | CASO | Simple Cycle Gas | 53.4103 | 0.028826 | 0.00060015 | 1.0799 | 0.022483 | 0.032716 | 0.00060015 | 1.2253 | 0.022478 | -116.5533 | 33.9114
2322 | 13B | Clark | NV | 32003 | BASN | Simple Cycle Gas | 30.0608 | 0.027298 | 0.00060016 | 1.0766 | 0.023668 | 0.031164 | 0.00060016 | 1.2291 | 0.023671 | -115.0507 | 36.0875
408 | 5 | Valley Generating Station | CA | 06037 | CASO | Simple Cycle Gas | 43.859 | 0.033675 | 0.00060299 | 1.0764 | 0.019274 | 0.034057 | 0.00060299 | 1.0887 | 0.019275 | -118.3903 | 34.2481
55625 | UNIT1 | Creed Energy Center | CA | 06095 | CANO | Simple Cycle Gas | 47.621 | 0.034209 | 0.00060003 | 1.073 | 0.018821 | 0.034594 | 0.00060003 | 1.0928 | 0.018955 | -121.8551 | 38.2419
56674 | 3 | Winchester Power Park | TX | 48149 | TRE | Simple Cycle Gas | 46.973 | 0.059095 | 0.0006002 | 1.0725 | 0.010893 | 0.063655 | 0.0006002 | 1.1483 | 0.010827 | -96.9933 | 30.0247
2504 | CT0002 | 74th Street | NY | 36061 | NYCW | Oil | 14 | 0 | 0 | 1.0704 | 1.2 | 3.7423e-05 | 0.0015 | 0.029938 | 1.2 | -73.9515 | 40.768
2322 | 16B | Clark | NV | 32003 | BASN | Simple Cycle Gas | 30.0355 | 0.028064 | 0.00060005 | 1.0699 | 0.022875 | 0.032059 | 0.00060005 | 1.223 | 0.02289 | -115.0507 | 36.0875
55640 | CT01 | LSP University Park, LLC | IL | 17197 | PJMC | Simple Cycle Gas | 53.5615 | 0.01979 | 0.00054187 | 1.0633 | 0.029113 | 0.02089 | 0.00054187 | 1.1193 | 0.029034 | -87.7515 | 41.4426
7964 | CT4A | Peno Creek Energy Center | MO | 29163 | MISC | Simple Cycle Gas | 28.1197 | 0.007496 | 0.00059115 | 1.0601 | 0.083601 | 0.0080993 | 0.00059115 | 1.1457 | 0.083619 | -91.2295 | 39.3531
341 | 1 | Long Beach Generating Station | CA | 06037 | CASO | Simple Cycle Gas | 53.705 | 0.021603 | 0.00060009 | 1.0405 | 0.028903 | 0.022169 | 0.00060009 | 0.99895 | 0.02704 | -118.22 | 33.76
2404 | 141 | Kearny Generating Station | NJ | 34017 | PJME | Simple Cycle Gas | 41.5058 | 0.090149 | 0.00060011 | 1.0389 | 0.0069161 | 0.091818 | 0.00060011 | 1.0579 | 0.0069141 | -74.1 | 40.7375
710 | 3AA | Jack McDonough | GA | 13067 | SRSE | Oil | 18.3643 | 0.38 | 0.40687 | 1.0335 | 1.1066 | 0.083018 | 0.40687 | 0.2265 | 1.1101 | -84.475 | 33.8244
50627 | 55B100 | Exxonmobil Oil Corporation | IL | 17197 | CONUS | Industrial | 60 | 0 |  | 1.0275 |  | 0 | 0 | 0 | 0 | -88.1833 | 41.4167
422 | GT5 | Glenarm | CA | 06037 | CASO | Combined Cycle Gas | 59.9513 | 0.074977 | 0.00061007 | 1.0252 | 0.0083419 | 0.015466 | 0.00061007 | 0.21133 | 0.0083361 | -118.1474 | 34.1256
2322 | 21A | Clark | NV | 32003 | BASN | Simple Cycle Gas | 29.469 | 0.022545 | 0.00060016 | 1.0189 | 0.027124 | 0.025725 | 0.00060016 | 1.1626 | 0.027122 | -115.0507 | 36.0875
64383 | CT-2 | Braes Bayou Plant | TX | 48157 | TRE | Simple Cycle Gas | 48.0471 | 0.07054 | 0.00060011 | 1.015 | 0.0086348 | 0.073337 | 0.00060011 | 1.0458 | 0.0085575 | -95.621 | 29.48
55263 | CT1 | AMP-Ohio Gas Turbines Galion | OH | 39033 | PJMW | Simple Cycle Gas | 36.6223 | 0.00365 | 0.00054887 | 0.99745 | 0.14999 | 0.0038683 | 0.00054887 | 1.0571 | 0.14999 | -82.789 | 40.7167
55253 | GT4 | Crete Energy Park | IL | 17197 | PJMC | Simple Cycle Gas | 83.0541 | 0.020274 | 0.00060004 | 0.99368 | 0.02941 | 0.020453 | 0.00060004 | 1.0035 | 0.02944 | -87.6187 | 41.4297
55253 | GT2 | Crete Energy Park | IL | 17197 | PJMC | Simple Cycle Gas | 85.7644 | 0.022512 | 0.00059999 | 0.99127 | 0.026419 | 0.023388 | 0.00059999 | 1.0323 | 0.026484 | -87.6187 | 41.4297
56948 | CT02 | Coolidge Generating Station | AZ | 04021 | SRSG | Simple Cycle Gas | 46.4866 | 0.058976 | 0.00060012 | 0.99083 | 0.010082 | 0.066132 | 0.00060012 | 1.1109 | 0.010081 | -111.5041 | 32.9175
56639 | 1 | Midway Peaking | CA | 06019 | CANO | Simple Cycle Gas | 61.1447 | 0.037082 | 0.00060007 | 0.98901 | 0.016005 | 0.041119 | 0.00060007 | 1.0899 | 0.015905 | -120.5797 | 36.654
62548 | CT2 | SIRR Peaking Power Facility | TX | 48201 | TRE | Simple Cycle Gas | 49.6716 | 0.026842 | 0.00060019 | 0.98228 | 0.021964 | 0.027338 | 0.00060019 | 1.0004 | 0.021964 | -95.111 | 29.882
563 | 11B | South Meadow Station | CT | 09003 | ISNE | Oil | 23.7778 | 0 | 0 | 0.9816 | 0.82108 | 0 |  | 0 |  | -72.6524 | 41.7495
880025 | 053 | Trainer Refinery | PA | 42045 | CONUS | EGU-Other | 31.5868 | 0 | 0 | 0.96786 | 0.0041906 | 0 | 0 | 1.0258 | 0.0041906 | -75.4033 | 39.8228
56298 | CT005 | Roseville Energy Park | CA | 06061 | CANO | Simple Cycle Gas | 33.7702 | 0.001226 | 0.00059974 | 0.96567 | 0.47239 | 0.0019681 | 0.00059974 | 1.6022 | 0.48823 | -121.3823 | 38.7926
55544 | GT2 | Klamath Generation Peakers | OR | 41035 | NWPP | Simple Cycle Gas | 24.8114 | 0.021724 | 0.00060023 | 0.96463 | 0.026652 | 0 |  | 0 |  | -121.8139 | 42.1725
52026 | 2 | Dartmouth Power | MA | 25005 | ISNE | Simple Cycle Gas | 23.9119 | 0 | 0 | 0.9563 | 0.011977 | 0 | 0 | 0.93824 | 0.012001 | -70.9989 | 41.6728
10745 | 020 | Midland Cogeneration Venture | MI | 26111 | MISE | Boiler Gas | 24.9574 | 0.020484 | 0.00060026 | 0.95509 | 0.027988 | 0.0065566 | 0.00060026 | 0.29981 | 0.027448 | -84.2242 | 43.5861
540 | 10 | Branford | CT | 09009 | ISNE | Oil | 6.5075 | 0 | 0 | 0.94875 | 0.67109 | 0 |  | 0 |  | -72.7942 | 41.2925
57267 | 1 | Marsh Landing Generating Station | CA | 06013 | CANO | Simple Cycle Gas | 201.9238 | 0.074526 | 0.0006 | 0.93735 | 0.0075465 | 0.079369 | 0.0006 | 0.99992 | 0.007559 | -121.765 | 38.0171
2504 | CT0001 | 74th Street | NY | 36061 | NYCW | Oil | 14 | 0 | 0 | 0.9366 | 1.2 | 3.2745e-05 | 0.0015 | 0.026196 | 1.2 | -73.9515 | 40.768
55499 | GT-1 | CalPeak Power - Vaca Dixon | CA | 06095 | CANO | Simple Cycle Gas | 55.9985 | 0.044183 | 0.0006 | 0.93573 | 0.012707 | 0.047764 | 0.0006 | 1.0131 | 0.012726 | -121.9239 | 38.3989
2322 | 21B | Clark | NV | 32003 | BASN | Simple Cycle Gas | 30.1243 | 0.021768 | 0.00060018 | 0.92954 | 0.025628 | 0.024863 | 0.00060018 | 1.0615 | 0.025624 | -115.0507 | 36.0875
2322 | 22B | Clark | NV | 32003 | BASN | Simple Cycle Gas | 30.3716 | 0.022065 | 0.00060029 | 0.92828 | 0.025255 | 0.025204 | 0.00060029 | 1.0605 | 0.025258 | -115.0507 | 36.0875
2480 | 2 | Danskammer Generating Station | NY | 36071 | NYUP | Boiler Gas | 68.4414 | 0.005348 | 0.00063097 | 0.91652 | 0.10813 | 0.0054088 | 0.00063097 | 0.92956 | 0.10844 | -73.9747 | 41.5736
7842 | CT1 | Freedom Power Project | IL | 17051 | MISC | Simple Cycle Gas | 44.7697 | 0.0056405 | 0.00060017 | 0.91629 | 0.097498 | 0.0056527 | 0.00060017 | 0.9183 | 0.0975 | -88.8589 | 39.1025
57267 | 3 | Marsh Landing Generating Station | CA | 06013 | CANO | Simple Cycle Gas | 199.6347 | 0.067287 | 0.00060003 | 0.91167 | 0.0081297 | 0.071979 | 0.00060003 | 0.9758 | 0.0081344 | -121.765 | 38.0171
404 | 2 | Scattergood Generating Station | CA | 06037 | CASO | Boiler Gas | 148.8761 | 0.060721 | 0.00060014 | 0.90456 | 0.0089403 | 0.069679 | 0.00060014 | 1.038 | 0.0089403 | -118.4258 | 33.9175
562 | 10 | Middletown | CT | 09007 | ISNE | Oil | 13.6329 | 0 | 0 | 0.9011 | 0.61404 | 0 |  | 0 |  | -72.5793 | 41.5544
56239 | GT-1 | Malaga Power | CA | 06019 | CANO | Simple Cycle Gas | 48.7571 | 0.027557 | 0.00060003 | 0.89907 | 0.019577 | 0.025285 | 0.00060003 | 0.83746 | 0.019874 | -119.7399 | 36.6894
56135 | 1 | Ripon Generation Station | CA | 06077 | CANO | Simple Cycle Gas | 42.0336 | 0.047975 | 0.00060006 | 0.89573 | 0.011204 | 0.042536 | 0.00060006 | 0.79038 | 0.01115 | -121.124 | 37.7312
57703 | CT03 | Cheyenne Prairie Generating Station | WY | 56021 | RMRG | Simple Cycle Gas | 37.4598 | 0.037045 | 0.0006 | 0.89546 | 0.014503 | 0.037857 | 0.0006 | 0.91391 | 0.014484 | -104.7214 | 41.1225
2322 | 22A | Clark | NV | 32003 | BASN | Simple Cycle Gas | 30.6862 | 0.021539 | 0.00060008 | 0.89162 | 0.02484 | 0.024608 | 0.00060008 | 1.0178 | 0.024819 | -115.0507 | 36.0875
7203 | **CT1 | South Fond Du Lac | WI | 55039 | MISW | Simple Cycle Gas | 83.4456 | 0.020249 | 0.0014774 | 0.89111 | 0.065015 | 0.021498 | 0.0014774 | 0.94607 | 0.065015 | -88.4968 | 43.7353
563 | 11A | South Meadow Station | CT | 09003 | ISNE | Oil | 23.5862 | 0 | 0 | 0.8893 | 0.7556 | 0 |  | 0 |  | -72.6524 | 41.7495
55199 | 1 | Elwood Energy Facility | IL | 17197 | PJMC | Simple Cycle Gas | 164.0058 | 0.012979 | 0.00060001 | 0.88715 | 0.041012 | 0.013672 | 0.00060001 | 0.93046 | 0.040834 | -88.1236 | 41.4388
56350 | CT-4A | Colorado Bend Energy Center | TX | 48481 | TRE | Simple Cycle Gas | 0.45 | 0.00031 | 0.00059994 | 0.88668 | 1.716 | 0.00032824 | 0.00059994 | 0.93883 | 1.716 | -96.066 | 29.2896
1642 | CTG2 | West Springfield | MA | 25013 | ISNE | Simple Cycle Gas | 46.7521 | 0.001751 | 0.00070694 | 0.88358 | 0.35673 | 0 |  | 0 |  | -72.5958 | 42.0956
55253 | GT1 | Crete Energy Park | IL | 17197 | PJMC | Simple Cycle Gas | 85.2036 | 0.019886 | 0.00060004 | 0.87957 | 0.02654 | 0.020697 | 0.00060004 | 0.91811 | 0.026618 | -87.6187 | 41.4297
55855 | UNIT1 | Wolfskill Energy Center | CA | 06095 | CANO | Simple Cycle Gas | 46.4648 | 0.030661 | 0.00060013 | 0.8748 | 0.017123 | 0.030823 | 0.00060013 | 0.88348 | 0.017202 | -122.076 | 38.2282
2494 | CT01-7 | Gowanus Generating Station | NY | 36047 | NYCW3 | Oil | 25.4317 | 0 | 0 | 0.87465 | 0.57206 | 2.5035e-05 | 0.0015 | 0.0095479 | 0.57208 | -74.0051 | 40.6635
58284 | 1 | La Luz Energy Center | NM | 35061 | SRSG | Simple Cycle Gas | 39.6774 | 0.023463 | 0.00060003 | 0.87178 | 0.022294 | 0.025704 | 0.00060003 | 0.9553 | 0.022301 | -106.817 | 34.6178
10617 | 1 | Beaver Falls, LLC | NY | 36049 | NYUP | Combined Cycle Gas | 96.3452 | 0.015284 | 0.00059979 | 0.84151 | 0.033022 | 0.0086411 | 0.00059979 | 0.47145 | 0.032724 | -75.4342 | 43.8861
55544 | GT1 | Klamath Generation Peakers | OR | 41035 | NWPP | Simple Cycle Gas | 25.1392 | 0.018091 | 0.00060008 | 0.83655 | 0.027748 | 0 |  | 0 |  | -121.8139 | 42.1725
62548 | CT1 | SIRR Peaking Power Facility | TX | 48201 | TRE | Simple Cycle Gas | 49.5557 | 0.030303 | 0.00060017 | 0.83564 | 0.01655 | 0.030486 | 0.00060017 | 0.84068 | 0.01655 | -95.111 | 29.882
341 | 2 | Long Beach Generating Station | CA | 06037 | CASO | Simple Cycle Gas | 61.2822 | 0.019676 | 0.00060002 | 0.83377 | 0.025425 | 0.021649 | 0.00060002 | 0.91516 | 0.025364 | -118.22 | 33.76
341 | 4 | Long Beach Generating Station | CA | 06037 | CASO | Simple Cycle Gas | 56.3177 | 0.020176 | 0.00059998 | 0.83271 | 0.024762 | 0.021325 | 0.00059998 | 0.88007 | 0.024761 | -118.22 | 33.76
50612 | GT1 | McKittrick Limited | CA | 06029 | CANO | Simple Cycle Gas | 44.1028 | 0.032597 | 0.00059925 | 0.83238 | 0.015302 | 0.028847 | 0.00059925 | 0.74171 | 0.015408 | -119.662 | 35.32
404 | 1 | Scattergood Generating Station | CA | 06037 | CASO | Boiler Gas | 146.8737 | 0.16866 | 0.00060011 | 0.82899 | 0.0029497 | 0.15874 | 0.00060011 | 0.77315 | 0.0029228 | -118.4258 | 33.9175
55199 | 4 | Elwood Energy Facility | IL | 17197 | PJMC | Simple Cycle Gas | 169.0531 | 0.012922 | 0.0006001 | 0.81979 | 0.038071 | 0.013584 | 0.0006001 | 0.86173 | 0.038067 | -88.1236 | 41.4388
3403 | GCT2 | Gallatin | TN | 47165 | SRCE | Simple Cycle Gas | 14.0899 | 0.0009 | 0.00042896 | 0.8163 | 0.38907 | 0.00097168 | 0.00042896 | 0.88131 | 0.38907 | -86.4006 | 36.3156
55640 | CT07 | LSP University Park, LLC | IL | 17197 | PJMC | Simple Cycle Gas | 50.3848 | 0.023866 | 0.00055485 | 0.79991 | 0.018597 | 0.025186 | 0.00055485 | 0.84031 | 0.018512 | -87.7515 | 41.4426
399 | 10 | Harbor Generating Station | CA | 06037 | CASO | Simple Cycle Gas | 40.9908 | 0.025251 | 0.0006071 | 0.79884 | 0.019206 | 0.024811 | 0.0006071 | 0.78511 | 0.019211 | -118.2644 | 33.7856
55517 | CT05 | Wallingford Energy, LLC | CT | 09009 | ISNE | Simple Cycle Gas | 50.9987 | 0.037586 | 0.00054133 | 0.79863 | 0.011502 | 0.03653 | 0.00054133 | 0.77705 | 0.011515 | -72.8358 | 41.4486
6166 | AB1 | Rockport | IN | 18147 | CONUS | Industrial | 60.3 | 0 | 0 | 0.79835 | 0.10483 | 0.012185 | 0.0016 | 0.79835 | 0.10483 | -87.0372 | 37.9256
7551 | 1C | SCA Cogen II | CA | 06067 | CANO | Simple Cycle Gas | 56.3124 | 0.052711 | 0.00060007 | 0.79709 | 0.0090742 | 0.051817 | 0.00060007 | 0.78303 | 0.0090678 | -121.399 | 38.5306
7527 | 2 | Carson Cogeneration | CA | 06067 | CANO | Simple Cycle Gas | 41.2074 | 0.028213 | 0.00060016 | 0.79674 | 0.016948 | 0.027156 | 0.00060016 | 0.76762 | 0.016965 | -121.4614 | 38.4461
54749 | 1 | Goal Line | CA | 06073 | CASO | Combined Cycle Gas | 51.4224 | 0.029587 | 0.00060009 | 0.78662 | 0.015954 | 0.0067106 | 0.00060009 | 0.17927 | 0.016031 | -117.0995 | 33.1185
6635 | AP-1 | Alfred L Pierce Generating Station | CT | 09009 | ISNE | Simple Cycle Gas | 123.1791 | 0.012476 | 0.00063922 | 0.78571 | 0.040256 | 0.011987 | 0.00063922 | 0.76214 | 0.040641 | -72.834 | 41.4485
7 | 1 | Gadsden | AL | 01055 | SRSE | Boiler Gas | 50.8849 | 0.006296 | 0.00060045 | 0.77909 | 0.074301 | 0.014172 | 0.00060045 | 0.99966 | 0.042353 | -85.9708 | 34.0128
50555 | 2 | Rosemary Power Station | NC | 37083 | PJMD | Combined Cycle Gas | 33.2847 | 0.6894 | 0.21002 | 0.7754 | 0.23622 | 0.50061 | 0.21002 | 0.56447 | 0.23681 | -77.6594 | 36.4525
64383 | CT-4 | Braes Bayou Plant | TX | 48157 | TRE | Simple Cycle Gas | 46.3146 | 0.041776 | 0.00060013 | 0.77283 | 0.011102 | 0.045836 | 0.00060013 | 0.84544 | 0.011069 | -95.621 | 29.48
55517 | CT02 | Wallingford Energy, LLC | CT | 09009 | ISNE | Simple Cycle Gas | 51.2294 | 0.03531 | 0.00054331 | 0.76932 | 0.011837 | 0.034292 | 0.00054331 | 0.74781 | 0.011848 | -72.8358 | 41.4486
56639 | 2 | Midway Peaking | CA | 06019 | CANO | Simple Cycle Gas | 61.0453 | 0.041569 | 0.00060004 | 0.76753 | 0.011079 | 0.044849 | 0.00060004 | 0.82663 | 0.01106 | -120.5797 | 36.654
55204 | KCTG1 | Kinmundy Power Plant | IL | 17121 | MISC | Simple Cycle Gas | 112.1249 | 0.005649 | 0.00060461 | 0.76025 | 0.081369 | 0.0059786 | 0.00060461 | 0.80461 | 0.081369 | -89.0128 | 38.7619
400 | 11 | Haynes Generating Station | CA | 06037 | CASO | Simple Cycle Gas | 96.8715 | 0.058996 | 0.00060011 | 0.75693 | 0.0076996 | 0.058254 | 0.00060011 | 0.74685 | 0.0076938 | -118.094 | 33.7639
2494 | CT01-6 | Gowanus Generating Station | NY | 36047 | NYCW3 | Oil | 24.6132 | 0 | 0 | 0.7489 | 0.57205 | 1.7784e-05 | 0.0015 | 0.006782 | 0.57204 | -74.0051 | 40.6635
341 | 3 | Long Beach Generating Station | CA | 06037 | CASO | Simple Cycle Gas | 58.2414 | 0.020552 | 0.00060005 | 0.74796 | 0.021837 | 0.021767 | 0.00060005 | 0.78717 | 0.0217 | -118.22 | 33.76
10156 | GEN1 | Fresno Cogeneration Partners, LP | CA | 06019 | CANO | Combined Cycle Gas | 41.2101 | 0.040737 | 0.00060009 | 0.74562 | 0.010984 | 0.021162 | 0.00060009 | 0.38792 | 0.011 | -120.1 | 36.6183
399 | 11 | Harbor Generating Station | CA | 06037 | CASO | Simple Cycle Gas | 40.1923 | 0.021348 | 0.00060687 | 0.7439 | 0.021147 | 0.021105 | 0.00060687 | 0.7344 | 0.021118 | -118.2644 | 33.7856
2480 | 1 | Danskammer Generating Station | NY | 36071 | NYUP | Boiler Gas | 62.4827 | 0.0053005 | 0.00060339 | 0.74214 | 0.084482 | 0.004777 | 0.00060339 | 0.66814 | 0.084394 | -73.9747 | 41.5736
55512 | GT-1 | Cuyamaca Peak Energy | CA | 06073 | CASO | Simple Cycle Gas | 54.6833 | 0.04316 | 0.00060013 | 0.74169 | 0.010313 | 0.049027 | 0.00060013 | 0.8434 | 0.010324 | -116.972 | 32.7971
2390 | 012001 | Sayreville | NJ | 34023 | PJME | Simple Cycle Gas | 47.9166 | 0.0092 | 0.0018769 | 0.73525 | 0.15 | 0.0094599 | 0.0018769 | 0.75602 | 0.15 | -74.3552 | 40.4753
7844 | U001 | Minnesota River Station | MN | 27019 | MISW | Simple Cycle Gas | 42.2991 | 0.0028505 | 0.00060006 | 0.73258 | 0.15422 | 0.0029519 | 0.00060006 | 0.75864 | 0.15422 | -93.5808 | 44.795
55517 | CT07 | Wallingford Energy, LLC | CT | 09009 | ISNE | Simple Cycle Gas | 46.1854 | 0.03758 | 0.00058374 | 0.72109 | 0.011201 | 0.036384 | 0.00058374 | 0.69898 | 0.011214 | -72.8358 | 41.4486
1400 | 4 | Teche Power Station | LA | 22101 | MISS | Simple Cycle Gas | 36.9868 | 0.0247 | 0.00058304 | 0.721 | 0.017019 | 0.026583 | 0.00058304 | 0.776 | 0.01702 | -91.5427 | 29.8223
3439 | 5 | Laredo | TX | 48479 | TRE | Simple Cycle Gas | 94.6637 | 0.039292 | 0.00060006 | 0.71872 | 0.010976 | 0.041274 | 0.00060006 | 0.75298 | 0.010947 | -99.5084 | 27.5683
10823 | S43 | Deer Island Treatment | MA | 25025 | CONUS | Industrial | 17.0365 | 0 | 0 | 0.71135 | 0.37336 | 0 | 0 | 0.67006 | 0.35139 | -70.9601 | 42.3497
64383 | CT-3 | Braes Bayou Plant | TX | 48157 | TRE | Simple Cycle Gas | 45.9386 | 0.039446 | 0.00060009 | 0.70386 | 0.010708 | 0.043727 | 0.00060009 | 0.78041 | 0.01071 | -95.621 | 29.48
58122 | GEN1 | Delano Energy Center, LLC | CA | 06029 | CASO | Simple Cycle Gas | 46.8096 | 0.047265 | 0.00060013 | 0.69539 | 0.0088294 | 0.04783 | 0.00060013 | 0.70376 | 0.0088302 | -119.247 | 35.7688
3406 | AUX1 | Johnsonville | TN | 47085 | CONUS | Industrial | 34.9877 | 0 | 0 | 0.69502 | 0.0056389 | 0.073959 | 0.0006 | 0.69503 | 0.0056385 | -87.9861 | 36.0278
55538 | CTG1 | Escondido Energy Center, LLC | CA | 06073 | CASO | Simple Cycle Gas | 46.8798 | 0.038038 | 0.00060008 | 0.68418 | 0.010793 | 0.039905 | 0.00060008 | 0.71748 | 0.010789 | -117.1172 | 33.1261
56914 | CTG1 | Orange Grove Project | CA | 06073 | CASO | Simple Cycle Gas | 51.3885 | 0.029526 | 0.00060018 | 0.67775 | 0.013777 | 0.032378 | 0.00060018 | 0.7422 | 0.013758 | -117.111 | 33.359
55109 | T3 | Rocky Road Power, LLC | IL | 17089 | PJMC | Simple Cycle Gas | 33.2068 | 0.002891 | 0.00060006 | 0.67401 | 0.1399 | 0.0030216 | 0.00060006 | 0.70456 | 0.13992 | -88.2397 | 42.0931
55698 | HEP2 | Hanford Energy Park Peaker | CA | 06031 | CANO | Simple Cycle Gas | 54.0875 | 0.029506 | 0.00060015 | 0.66774 | 0.013582 | 0.030382 | 0.00060015 | 0.68992 | 0.013628 | -119.6469 | 36.2689
3991 | 2 | Fitchburg Generating Station | WI | 55025 | MISW | Simple Cycle Gas | 11.9668 | 0.0006 | 0.00063191 | 0.66465 | 0.7 | 0.00056768 | 0.00063191 | 0.62885 | 0.7 | -89.4603 | 43.0149
56239 | GT-2 | Malaga Power | CA | 06019 | CANO | Simple Cycle Gas | 48.6347 | 0.025328 | 0.00059993 | 0.66367 | 0.01572 | 0.023766 | 0.00059993 | 0.63257 | 0.015968 | -119.7399 | 36.6894
55698 | HEP1 | Hanford Energy Park Peaker | CA | 06031 | CANO | Simple Cycle Gas | 55.8706 | 0.028115 | 0.00060023 | 0.66248 | 0.014143 | 0.028718 | 0.00060023 | 0.67693 | 0.014148 | -119.6469 | 36.2689
399 | 13 | Harbor Generating Station | CA | 06037 | CASO | Simple Cycle Gas | 41.8727 | 0.023221 | 0.0006066 | 0.66161 | 0.017283 | 0.02289 | 0.0006066 | 0.64944 | 0.01721 | -118.2644 | 33.7856
404 | 7 | Scattergood Generating Station | CA | 06037 | CASO | Simple Cycle Gas | 95.3825 | 0.042006 | 0.00060006 | 0.66106 | 0.0094432 | 0.042134 | 0.00060006 | 0.66337 | 0.0094477 | -118.4258 | 33.9175
61241 | CT2 | Victoria City Peaking Facility | TX | 48469 | TRE | Simple Cycle Gas | 49.7791 | 0.023987 | 0.00060009 | 0.6568 | 0.016431 | 0.023492 | 0.00060009 | 0.64176 | 0.016394 | -97.0112 | 28.7851
2494 | CT01-4 | Gowanus Generating Station | NY | 36047 | NYCW3 | Oil | 23.8417 | 0 | 0 | 0.6489 | 0.5721 | 1.1623e-05 | 0.0015 | 0.0044334 | 0.57215 | -74.0051 | 40.6635
2401 | 35001 | Essex | NJ | 34013 | PJME | Simple Cycle Gas | 89.2214 | 0.0035385 | 0.0006 | 0.64426 | 0.10924 | 0.0037439 | 0.0006 | 0.68166 | 0.10924 | -74.1211 | 40.7375
913 | CT05 | Venice | IL | 17119 | MISC | Simple Cycle Gas | 124.2521 | 0.0059755 | 0.00059994 | 0.63999 | 0.064256 | 0.006429 | 0.00059994 | 0.67624 | 0.063106 | -90.1764 | 38.6642
56914 | CTG2 | Orange Grove Project | CA | 06073 | CASO | Simple Cycle Gas | 51.4955 | 0.033547 | 0.00060007 | 0.63454 | 0.01135 | 0.035989 | 0.00060007 | 0.68069 | 0.011349 | -117.111 | 33.359
55517 | CT03 | Wallingford Energy, LLC | CT | 09009 | ISNE | Simple Cycle Gas | 51.3801 | 0.029034 | 0.00057789 | 0.63091 | 0.012558 | 0.028041 | 0.00057789 | 0.61002 | 0.012572 | -72.8358 | 41.4486
663 | CT3 | Deerhaven | FL | 12001 | FRCC | Simple Cycle Gas | 81.3887 | 0.012016 | 0.00060011 | 0.62606 | 0.031265 | 0.014257 | 0.00060011 | 0.7427 | 0.031262 | -82.3883 | 29.7586
10823 | S42 | Deer Island Treatment | MA | 25025 | CONUS | Industrial | 17.2384 | 0 | 0 | 0.62477 | 0.29402 | 0 | 0 | 0.58743 | 0.28672 | -70.9601 | 42.3497
563 | 14A | South Meadow Station | CT | 09003 | ISNE | Oil | 22.7901 | 0 | 0 | 0.6152 | 0.74988 | 0 |  | 0 |  | -72.6524 | 41.7495
52168 | 00006 | Riverbay Corp.- Co-Op City | NY | 36005 | NYCW | Combined Cycle Gas | 16.3684 | 0 | 0 | 0.61089 | 0.0032875 | 0.08411 | 0.0008 | 0.34564 | 0.0032875 | -73.8258 | 40.8697
56015 | P1B | Walton Bainbridge Power Facility | GA | 13087 | SRSE | Oil | 16.7255 | 0.56655 | 0.20199 | 0.60875 | 0.21703 | 0.12366 | 0.20199 | 0.13287 | 0.21703 | -84.5472 | 30.9111
56015 | P1A | Walton Bainbridge Power Facility | GA | 13087 | SRSE | Oil | 16.6885 | 0.5659 | 0.20198 | 0.6081 | 0.21705 | 0.12352 | 0.20198 | 0.13273 | 0.21705 | -84.5472 | 30.9111
2494 | CT04-1 | Gowanus Generating Station | NY | 36047 | NYCW3 | Oil | 21.0513 | 0 | 0 | 0.6068 | 0.69006 | 2.0924e-05 | 0.0015 | 0.0096263 | 0.69008 | -74.0051 | 40.6635
56948 | CT01 | Coolidge Generating Station | AZ | 04021 | SRSG | Simple Cycle Gas | 46.4116 | 0.048826 | 0.00060012 | 0.60498 | 0.0074359 | 0.054486 | 0.00060012 | 0.67504 | 0.0074349 | -111.5041 | 32.9175
3406 | AUX2 | Johnsonville | TN | 47085 | CONUS | Industrial | 36.6127 | 0 | 0 | 0.59406 | 0.0053419 | 0.066724 | 0.0006 | 0.59404 | 0.0053418 | -87.9861 | 36.0278
2494 | CT01-3 | Gowanus Generating Station | NY | 36047 | NYCW3 | Oil | 25.2618 | 0 | 0 | 0.59225 | 0.572 | 7.9229e-06 | 0.0015 | 0.0030209 | 0.57193 | -74.0051 | 40.6635
55517 | CT06 | Wallingford Energy, LLC | CT | 09009 | ISNE | Simple Cycle Gas | 47.0028 | 0.036783 | 0.00060585 | 0.58806 | 0.0096859 | 0.035592 | 0.00060585 | 0.56932 | 0.009691 | -72.8358 | 41.4486
55517 | CT01 | Wallingford Energy, LLC | CT | 09009 | ISNE | Simple Cycle Gas | 52.6105 | 0.026175 | 0.00057001 | 0.57816 | 0.01259 | 0.025327 | 0.00057001 | 0.55973 | 0.012597 | -72.8358 | 41.4486
55517 | CT04 | Wallingford Energy, LLC | CT | 09009 | ISNE | Simple Cycle Gas | 51.1786 | 0.029805 | 0.00057261 | 0.57565 | 0.011059 | 0.028818 | 0.00057261 | 0.5577 | 0.011081 | -72.8358 | 41.4486
542 | 13 | Cos Cob | CT | 09001 | ISNE | Oil | 12.6527 | 0 | 0 | 0.57105 | 1.1999 | 0 |  | 0 |  | -73.5989 | 41.0289
56135 | 2 | Ripon Generation Station | CA | 06077 | CANO | Simple Cycle Gas | 49.2627 | 0.025709 | 0.0006001 | 0.57066 | 0.01332 | 0.022895 | 0.0006001 | 0.50629 | 0.01327 | -121.124 | 37.7312
2404 | 142 | Kearny Generating Station | NJ | 34017 | PJME | Simple Cycle Gas | 43.2371 | 0.047102 | 0.00060018 | 0.56997 | 0.0072625 | 0.048005 | 0.00060018 | 0.58097 | 0.0072634 | -74.1 | 40.7375
3648 | 6 | Gadsby | UT | 49035 | BASN | Simple Cycle Gas | 36.1402 | 0.0086635 | 0.00060009 | 0.56933 | 0.039436 | 0.0095891 | 0.00060009 | 0.62837 | 0.039324 | -111.9289 | 40.7686
56475 | CT1 | Center Generating Station | CA | 06037 | CASO | Simple Cycle Gas | 48.341 | 0.028213 | 0.00060007 | 0.56904 | 0.012103 | 0.029979 | 0.00060007 | 0.6015 | 0.01204 | -118.1047 | 33.9297
56015 | P2A | Walton Bainbridge Power Facility | GA | 13087 | SRSE | Oil | 16.7008 | 0.59535 | 0.20185 | 0.569 | 0.19292 | 0.12995 | 0.20185 | 0.1242 | 0.19292 | -84.5472 | 30.9111
6156 | NHHS2 | New Haven Harbor | CT | 09009 | ISNE | Oil | 52.1146 | 0.013352 | 0.00069366 | 0.56368 | 0.029284 | 0 |  | 0 |  | -72.9042 | 41.2836
141 | 8 | Agua Fria Generating Station | AZ | 04013 | SRSG | Simple Cycle Gas | 48.2683 | 0.006537 | 0.0006004 | 0.55684 | 0.051144 | 0.006925 | 0.0006004 | 0.59665 | 0.051731 | -112.2161 | 33.5542
7449 | NA1 | NCPA Combustion Turbine Project #2 | CA | 06077 | CANO | Simple Cycle Gas | 57.1106 | 0.020945 | 0.00060026 | 0.54667 | 0.015667 | 0.021253 | 0.00060026 | 0.55471 | 0.015667 | -121.3871 | 38.088
399 | 12 | Harbor Generating Station | CA | 06037 | CASO | Simple Cycle Gas | 39.5277 | 0.018225 | 0.00060568 | 0.53352 | 0.01773 | 0.018088 | 0.00060568 | 0.52816 | 0.017686 | -118.2644 | 33.7856
56015 | P2B | Walton Bainbridge Power Facility | GA | 13087 | SRSE | Oil | 16.6913 | 0.5579 | 0.20186 | 0.53345 | 0.19302 | 0.12177 | 0.20186 | 0.11644 | 0.19302 | -84.5472 | 30.9111
3648 | 5 | Gadsby | UT | 49035 | BASN | Simple Cycle Gas | 33.7426 | 0.008794 | 0.00060018 | 0.5327 | 0.036356 | 0.0099296 | 0.00060018 | 0.59609 | 0.03603 | -111.9289 | 40.7686
3648 | 4 | Gadsby | UT | 49035 | BASN | Simple Cycle Gas | 35.3254 | 0.0078825 | 0.00060043 | 0.52774 | 0.040199 | 0.0089197 | 0.00060043 | 0.59367 | 0.039963 | -111.9289 | 40.7686
563 | 14B | South Meadow Station | CT | 09003 | ISNE | Oil | 23.6472 | 0 | 0 | 0.5277 | 0.74439 | 0 |  | 0 |  | -72.6524 | 41.7495
55204 | KCTG2 | Kinmundy Power Plant | IL | 17121 | MISC | Simple Cycle Gas | 113.3356 | 0.003563 | 0.00059804 | 0.51584 | 0.086583 | 0.0036913 | 0.00059804 | 0.53441 | 0.086583 | -89.0128 | 38.7619
50472 | BLR05 | Covanta Niagara | NY | 36063 | CONUS | EGU-Other | 20.4968 | 0 | 0 | 0.51297 | 0.052777 | 0 | 0 | 0.54192 | 0.052777 | -79.0056 | 43.0839
1702 | A | Dan E Karn | MI | 26017 | CONUS | EGU-Other | 25.7387 | 0.77024 | 0.067977 | 0.51016 | 0.045024 | 0.82514 | 0.067977 | 0.5583 | 0.045994 | -83.8431 | 43.6425
6085 | 16A | R M Schahfer Generating Station | IN | 18073 | MISC | Simple Cycle Gas | 54.4559 | 0.001538 | 0.00060014 | 0.50364 | 0.19653 | 0.0015169 | 0.00060014 | 0.49673 | 0.19653 | -87.0239 | 41.2175
3991 | 1 | Fitchburg Generating Station | WI | 55025 | MISW | Simple Cycle Gas | 11.2609 | 0.00045 | 0.00062748 | 0.502 | 0.69999 | 0.00042438 | 0.00062748 | 0.47343 | 0.7 | -89.4603 | 43.0149
10176 | A | MBTA South Boston Power Facility | MA | 25025 | ISNE | Oil | 29.1296 | 0 | 0 | 0.47575 | 0.13921 | 0 |  | 0 |  | -71.0311 | 42.3414
64383 | CT-1 | Braes Bayou Plant | TX | 48157 | TRE | Simple Cycle Gas | 48.4834 | 0.019017 | 0.00060016 | 0.46475 | 0.014667 | 0.018964 | 0.00060016 | 0.46346 | 0.014667 | -95.621 | 29.48
55508 | GT-1 | CalPeak Power - Panoche | CA | 06019 | CANO | Simple Cycle Gas | 54.7272 | 0.023939 | 0.00060007 | 0.46413 | 0.011634 | 0.025907 | 0.00060007 | 0.5022 | 0.011632 | -120.5797 | 36.6531
542 | 11 | Cos Cob | CT | 09001 | ISNE | Oil | 11.6066 | 0 | 0 | 0.4575 | 1.2 | 0 |  | 0 |  | -73.5989 | 41.0289
2494 | CT04-7 | Gowanus Generating Station | NY | 36047 | NYCW3 | Oil | 22.2701 | 0 | 0 | 0.4575 | 0.68999 | 2.7232e-05 | 0.0015 | 0.012527 | 0.68999 | -74.0051 | 40.6635
8219 | 3 | Ray D Nixon | CO | 08041 | RMRG | Simple Cycle Gas | 31.3386 | 0.0050525 | 0.00060025 | 0.45512 | 0.054069 | 0.0054792 | 0.00060025 | 0.49359 | 0.054072 | -104.7056 | 38.6306
2494 | CT04-6 | Gowanus Generating Station | NY | 36047 | NYCW3 | Oil | 22.1579 | 0 | 0 | 0.45335 | 0.68993 | 2.6988e-05 | 0.0015 | 0.012413 | 0.68993 | -74.0051 | 40.6635
56674 | 2 | Winchester Power Park | TX | 48149 | TRE | Simple Cycle Gas | 45.1983 | 0.064751 | 0.00060017 | 0.44268 | 0.0041032 | 0.068168 | 0.00060017 | 0.46409 | 0.004086 | -96.9933 | 30.025
2494 | CT04-3 | Gowanus Generating Station | NY | 36047 | NYCW3 | Oil | 21.2237 | 0 | 0 | 0.442 | 0.68998 | 2.631e-05 | 0.0015 | 0.012102 | 0.68998 | -74.0051 | 40.6635
6052 | 5A | Wansley (6052) | GA | 13149 | SRSE | Oil | 54.0111 | 0.1808 | 0.50014 | 0.4338 | 1.2 | 0.039805 | 0.50014 | 0.095505 | 1.2 | -85.0345 | 33.4124
50137 | 1 | New Gulf Power Facility | TX | 48481 | TRE | Simple Cycle Gas | 41.3462 | 0.000498 | 0.0006004 | 0.41221 | 0.49697 | 0.0004018 | 0.0006004 | 0.33258 | 0.49696 | -95.8997 | 29.2639
2494 | CT04-5 | Gowanus Generating Station | NY | 36047 | NYCW3 | Oil | 21.3063 | 0 | 0 | 0.4116 | 0.69008 | 1.5585e-05 | 0.0015 | 0.0071698 | 0.69007 | -74.0051 | 40.6635
2494 | CT04-4 | Gowanus Generating Station | NY | 36047 | NYCW3 | Oil | 21.4616 | 0 | 0 | 0.40755 | 0.69006 | 1.7546e-05 | 0.0015 | 0.0080721 | 0.69006 | -74.0051 | 40.6635
3298 | WIL5 | Williams | SC | 45015 | SRCA | Oil | 2.2287 | 0.09615 | 0.21602 | 0.4075 | 0.91552 | 0.021535 | 0.21602 | 0.091269 | 0.91552 | -79.9285 | 33.0163
2494 | CT04-2 | Gowanus Generating Station | NY | 36047 | NYCW3 | Oil | 22.0241 | 0 | 0 | 0.4034 | 0.69004 | 1.5753e-05 | 0.0015 | 0.0072468 | 0.69004 | -74.0051 | 40.6635
593 | 10 | Edge Moor | DE | 10003 | PJME | Oil | 15.8308 | 0 | 0 | 0.4033 | 0.22923 | 0 | 0 | 0.052527 | 0.22923 | -75.5033 | 39.7372
1642 | CTG1 | West Springfield | MA | 25013 | ISNE | Simple Cycle Gas | 49.9851 | 0.002061 | 0.0007714 | 0.38328 | 0.14346 | 0 |  | 0 |  | -72.5958 | 42.0956
1217 | 2 | Earl F Wisdom | IA | 19041 | SPPN | Simple Cycle Gas | 69.4187 | 0.019702 | 0.0017679 | 0.38305 | 0.034373 | 0.021239 | 0.0017679 | 0.41305 | 0.034382 | -95.2569 | 43.1606
2494 | CT01-1 | Gowanus Generating Station | NY | 36047 | NYCW3 | Oil | 24.673 | 0 | 0 | 0.3699 | 0.57211 | 1.5194e-05 | 0.0015 | 0.0057959 | 0.5722 | -74.0051 | 40.6635
1866 | 7 | Wyandotte | MI | 26163 | MISE | Boiler Gas | 47.0966 | 0.002374 | 0.000848 | 0.36982 | 0.1321 | 0 |  | 0 |  | -83.1453 | 42.2081
6156 | NHHS3 | New Haven Harbor | CT | 09009 | ISNE | Oil | 52.9126 | 0.013645 | 0.00072427 | 0.36634 | 0.019445 | 0 |  | 0 |  | -72.9042 | 41.2836
55129 | DBG4 | Desert Basin Generating Station | AZ | 04021 | SRSG | Simple Cycle Gas | 47.7185 | 0.0091155 | 0.00060001 | 0.33896 | 0.022311 | 0.0099098 | 0.00060001 | 0.36846 | 0.022309 | -111.7889 | 32.9042
880045 | 260-06 | University of Michigan | MI | 26161 | CONUS | Industrial | 26.4135 | 0 | 0 | 0.33814 | 0.03822 | 0 | 0 | 0.33814 | 0.03822 | -83.7342 | 42.2808
2494 | CT01-5 | Gowanus Generating Station | NY | 36047 | NYCW3 | Oil | 23.3348 | 0 | 0 | 0.32035 | 0.57195 | 1.4867e-05 | 0.0015 | 0.0056691 | 0.57199 | -74.0051 | 40.6635
124 | GT1 | De Moss Petrie Generating Station | AZ | 04019 | SRSG | Simple Cycle Gas | 82.0538 | 0.023636 | 0.0035001 | 0.31053 | 0.045986 | 0.027786 | 0.0035001 | 0.36658 | 0.046176 | -110.9889 | 32.2511
2123 | 8 | Columbia | MO | 29019 | MISC | Boiler Gas | 30.1223 | 0.010076 | 0.00060034 | 0.29351 | 0.017487 | 0.027115 | 0.00060034 | 0.79034 | 0.017499 | -92.3175 | 38.9658
10176 | B | MBTA South Boston Power Facility | MA | 25025 | ISNE | Oil | 27.9897 | 0 | 0 | 0.2881 | 0.15414 | 0 |  | 0 |  | -71.0311 | 42.3414
65372 | CT-1 | Mark One Power Station | TX | 48039 | TRE | Simple Cycle Gas | 48.1983 | 0.0071345 | 0.00059998 | 0.28208 | 0.023722 | 0.0073959 | 0.00059998 | 0.29241 | 0.023722 | -95.432 | 29.2278
56298 | CT006 | Roseville Energy Park | CA | 06061 | CANO | Simple Cycle Gas | 35.116 | 0.0014505 | 0.00059991 | 0.28166 | 0.11649 | 0.0019399 | 0.00059991 | 0.39712 | 0.12281 | -121.3823 | 38.7926
2682 | 9 | S A Carlson | NY | 36013 | NYUP | Boiler Gas | 19.41 | 0.24495 | 0.047748 | 0.27575 | 0.053752 | 0.009746 | 0.047748 | 0.011037 | 0.054071 | -79.2417 | 42.0917
8219 | 2 | Ray D Nixon | CO | 08041 | RMRG | Simple Cycle Gas | 30.8814 | 0.0036615 | 0.00059996 | 0.26702 | 0.043753 | 0.00411 | 0.00059996 | 0.29839 | 0.043558 | -104.7056 | 38.6306
6156 | NHHS4 | New Haven Harbor | CT | 09009 | ISNE | Oil | 52.9429 | 0.023458 | 0.00176 | 0.26687 | 0.020022 | 0 |  | 0 |  | -72.9042 | 41.2836
542 | 12 | Cos Cob | CT | 09001 | ISNE | Oil | 13.8757 | 0 | 0 | 0.2535 | 1.2 | 0 |  | 0 |  | -73.5989 | 41.0289
542 | 10 | Cos Cob | CT | 09001 | ISNE | Oil | 13.8024 | 0 | 0 | 0.2505 | 1.2 | 0 |  | 0 |  | -73.5989 | 41.0289
2682 | 10 | S A Carlson | NY | 36013 | NYUP | Boiler Gas | 19.52 | 0.0026 | 0.00058514 | 0.24885 | 0.056004 | 2.2598e-05 | 0.00058514 | 0.0021562 | 0.055831 | -79.2417 | 42.0917
65372 | CT-3 | Mark One Power Station | TX | 48039 | TRE | Simple Cycle Gas | 47.6762 | 0.0074645 | 0.00059992 | 0.23742 | 0.019082 | 0.007372 | 0.00059992 | 0.23448 | 0.019082 | -95.432 | 29.2278
557 | 10 | Tunnel | CT | 09011 | ISNE | Oil | 16.794 | 0 | 0 | 0.234 | 0.53725 | 0 |  | 0 |  | -72.0419 | 41.5553
2521 | UGT001 | West Babylon Facility | NY | 36103 | NYCW | Oil | 32.8726 | 0.00045 | 0.0011349 | 0.23195 | 0.58499 | 1.2586e-05 | 0.0011349 | 0.0064873 | 0.58498 | -73.3497 | 40.6953
2494 | CT01-2 | Gowanus Generating Station | NY | 36047 | NYCW3 | Oil | 22.1806 | 0 | 0 | 0.21285 | 0.57218 | 9.0243e-06 | 0.0015 | 0.0034426 | 0.57222 | -74.0051 | 40.6635
55496 | CT-01 | Goose Creek Power Plant | IL | 17147 | MISC | Simple Cycle Gas | 90.9861 | 0.0055275 | 0.00060004 | 0.20656 | 0.022423 | 0.0059248 | 0.00060004 | 0.22105 | 0.022387 | -88.5986 | 40.1083
913 | CT2A | Venice | IL | 17119 | MISC | Simple Cycle Gas | 24.9832 | 0.0007585 | 0.00054198 | 0.16091 | 0.11498 | 0.00083404 | 0.00054198 | 0.1737 | 0.11288 | -90.1764 | 38.6642
55417 | CT-01 | Raccoon Creek Power Plant | IL | 17025 | MISC | Simple Cycle Gas | 92.6675 | 0.0034705 | 0.00060007 | 0.16089 | 0.027819 | 0.0037329 | 0.00060007 | 0.17344 | 0.02788 | -88.5392 | 38.6996
913 | CT2B | Venice | IL | 17119 | MISC | Simple Cycle Gas | 25.8448 | 0.0008885 | 0.00057102 | 0.15907 | 0.10223 | 0.00097597 | 0.00057102 | 0.17445 | 0.10206 | -90.1764 | 38.6642
710 | 3BB | Jack McDonough | GA | 13067 | SRSE | Oil | 10.4331 | 0.0466 | 0.29682 | 0.1564 | 0.99618 | 0.010259 | 0.29682 | 0.034433 | 0.99618 | -84.475 | 33.8244
2494 | CT04-8 | Gowanus Generating Station | NY | 36047 | NYCW3 | Oil | 18.2375 | 0 | 0 | 0.15325 | 0.68985 | 9.124e-06 | 0.0015 | 0.0041961 | 0.68985 | -74.0051 | 40.6635
597 | 10 | West Substation | DE | 10003 | PJME | Oil | 15.0612 | 0 | 0 | 0.1323 | 0.2229 | 0 | 0 | 0.017231 | 0.2229 | -75.6289 | 39.7283
399 | 14 | Harbor Generating Station | CA | 06037 | CASO | Simple Cycle Gas | 45.2545 | 0.0047755 | 0.00060472 | 0.13216 | 0.016736 | 0.0048695 | 0.00060472 | 0.13076 | 0.016239 | -118.2644 | 33.7856
6463 | GT2 | Dayton Avenue Substation | IA | 19169 | MISW | Oil | 29.0844 | 0.02125 | 0.050355 | 0.1318 | 0.31232 | 0.084345 | 0.050355 | 0.27462 | 0.16395 | -93.5828 | 42.0269
710 | 3BA | Jack McDonough | GA | 13067 | SRSE | Oil | 9.7674 | 0.04135 | 0.32054 | 0.13155 | 1.0198 | 0.0091036 | 0.32054 | 0.028962 | 1.0198 | -84.475 | 33.8244
880031 | 0401 | Corteva Agriscience LLC | MI | 26111 | CONUS | Industrial | 24.4061 | 0 | 0 | 0.1211 | 0.18195 | 0 | 0 | 0.1211 | 0.18195 | -84.2404 | 43.6025
55496 | CT-02 | Goose Creek Power Plant | IL | 17147 | MISC | Simple Cycle Gas | 89.2794 | 0.0032855 | 0.00059994 | 0.12071 | 0.022042 | 0.0035876 | 0.00059994 | 0.13173 | 0.022028 | -88.5986 | 40.1083
2828 | B010 | Cardinal | OH | 39081 | CONUS | Institutional | 340.0758 | 0 | 0 | 0.1149 | 0.095926 | 0.013775 | 0.0115 | 0.1149 | 0.095926 | -80.6486 | 40.2522
55496 | CT-06 | Goose Creek Power Plant | IL | 17147 | MISC | Simple Cycle Gas | 91.8102 | 0.002694 | 0.00059982 | 0.10259 | 0.022842 | 0.0029066 | 0.00059982 | 0.11069 | 0.022842 | -88.5986 | 40.1083
55496 | CT-04 | Goose Creek Power Plant | IL | 17147 | MISC | Simple Cycle Gas | 90.4053 | 0.002666 | 0.00060017 | 0.10096 | 0.022729 | 0.002951 | 0.00060017 | 0.11176 | 0.022729 | -88.5986 | 40.1083
55222 | CTG-2 | Lincoln Generating Facility | IL | 17197 | PJMC | Simple Cycle Gas | 70.3186 | 0.0020005 | 0.00060019 | 0.10022 | 0.030067 | 0.0019543 | 0.00060019 | 0.099655 | 0.030605 | -87.9437 | 41.3937
880031 | 0402 | Corteva Agriscience LLC | MI | 26111 | CONUS | Industrial | 21.3539 | 0 | 0 | 0.09835 | 0.18213 | 0 | 0 | 0.09835 | 0.18213 | -84.2404 | 43.6025
55138 | 1A | Walton Discover Power Facility | AL | 01081 | SRSE | Simple Cycle Gas | 30.54 | 0.0001625 | 0.00060017 | 0.096215 | 0.35536 | 0.00016367 | 0.00060017 | 0.096906 | 0.35536 | -85.0384 | 32.5412
54592 | 001 | Massena Energy Facility | NY | 36089 | NYUP | Combined Cycle Gas | 59.5654 | 0.0014775 | 0.0006004 | 0.095143 | 0.038662 | 0.00083319 | 0.0006004 | 0.055413 | 0.039931 | -74.8928 | 44.9503
673 | S-3 | Tom G Smith | FL | 12099 | FRCC | Boiler Gas | 50.8643 | 0.0002085 | 0.00059094 | 0.091293 | 0.25875 | 0.01821 | 0.00059094 | 5.1947 | 0.16858 | -80.0678 | 26.6125
55417 | CT-03 | Raccoon Creek Power Plant | IL | 17025 | MISC | Simple Cycle Gas | 98.6213 | 0.0019565 | 0.00059978 | 0.091042 | 0.02791 | 0.0021109 | 0.00059978 | 0.098227 | 0.02791 | -88.5392 | 38.6996
6019 | A | W H Zimmer Generating Station | OH | 39025 | CONUS | EGU-Other | 44.5049 | 0 | 0 | 0.088283 | 0.07794 | 0 | 0 | 0.094215 | 0.07794 | -84.2286 | 38.8689
65372 | CT-2 | Mark One Power Station | TX | 48039 | TRE | Simple Cycle Gas | 48.0821 | 0.004531 | 0.00060004 | 0.088267 | 0.011689 | 0.0045947 | 0.00060004 | 0.089509 | 0.011689 | -95.432 | 29.2278
6019 | B | W H Zimmer Generating Station | OH | 39025 | CONUS | EGU-Other | 38.1102 | 0 | 0 | 0.086953 | 0.075363 | 0 | 0 | 0.094272 | 0.075363 | -84.2286 | 38.8689
880045 | 260-04 | University of Michigan | MI | 26161 | CONUS | Industrial | 5.7772 | 0 | 0 | 0.083657 | 0.11107 | 0 | 0 | 0.083657 | 0.11107 | -83.7342 | 42.2808
55496 | CT-03 | Goose Creek Power Plant | IL | 17147 | MISC | Simple Cycle Gas | 91.0476 | 0.0026475 | 0.00059998 | 0.082894 | 0.018786 | 0.0029303 | 0.00059998 | 0.091715 | 0.018779 | -88.5986 | 40.1083
55417 | CT-02 | Raccoon Creek Power Plant | IL | 17025 | MISC | Simple Cycle Gas | 88.8874 | 0.0019445 | 0.00060025 | 0.081736 | 0.025231 | 0.002098 | 0.00060025 | 0.088186 | 0.025231 | -88.5392 | 38.6996
562 | 13 | Middletown | CT | 09007 | ISNE | Oil | 48.6349 | 0.0085645 | 0.00064226 | 0.080418 | 0.0060306 | 0 |  | 0 |  | -72.5793 | 41.5544
60698 | D1 | Stanton Energy Reliability Center | CA | 06059 | CASO | Simple Cycle Gas | 43.9772 | 0.0044835 | 0.00060004 | 0.07965 | 0.01066 | 0.0049413 | 0.00060004 | 0.087542 | 0.010631 | -117.986 | 33.807
55496 | CT-05 | Goose Creek Power Plant | IL | 17147 | MISC | Simple Cycle Gas | 89.7963 | 0.002135 | 0.00059996 | 0.079558 | 0.022357 | 0.0023443 | 0.00059996 | 0.087196 | 0.022315 | -88.5986 | 40.1083
55417 | CT-04 | Raccoon Creek Power Plant | IL | 17025 | MISC | Simple Cycle Gas | 87.8794 | 0.001906 | 0.0006001 | 0.077449 | 0.024385 | 0.0020035 | 0.0006001 | 0.081407 | 0.024383 | -88.5392 | 38.6996
55222 | CTG-1 | Lincoln Generating Facility | IL | 17197 | PJMC | Simple Cycle Gas | 68.7711 | 0.001788 | 0.00060001 | 0.07723 | 0.025917 | 0.0017285 | 0.00060001 | 0.075687 | 0.026273 | -87.9437 | 41.3937
562 | 15 | Middletown | CT | 09007 | ISNE | Oil | 49.4655 | 0.008402 | 0.00067995 | 0.075539 | 0.0061132 | 0 |  | 0 |  | -72.5793 | 41.5544
55138 | 1B | Walton Discover Power Facility | AL | 01081 | SRSE | Simple Cycle Gas | 30.4173 | 0.0001685 | 0.00059967 | 0.075428 | 0.26844 | 0.00016971 | 0.00059967 | 0.075969 | 0.26844 | -85.0384 | 32.5412
544 | 17 | Devon | CT | 09009 | ISNE | Oil | 47.7216 | 0.006254 | 0.00066034 | 0.065356 | 0.0069008 | 0 |  | 0 |  | -73.1092 | 41.2083
60698 | D7 | Stanton Energy Reliability Center | CA | 06059 | CASO | Simple Cycle Gas | 44.1613 | 0.0029725 | 0.00059959 | 0.060499 | 0.012203 | 0.0032148 | 0.00059959 | 0.065503 | 0.012217 | -117.986 | 33.807
544 | 16 | Devon | CT | 09009 | ISNE | Oil | 49.9505 | 0.0054565 | 0.00068754 | 0.058787 | 0.0074074 | 0 |  | 0 |  | -73.1092 | 41.2083
7869 | UGT011 | Glenwood Landing Energy Center | NY | 36059 | NYCW | Oil | 18.7872 | 0 | 0 | 0.05645 | 1.2011 | 0 |  | 0 |  | -73.6478 | 40.8275
3393 | ACT19 | Allen | TN | 47157 | SRCE | Simple Cycle Gas | 56.8224 | 0.0535 | 0.5 | 0.0551 | 0.51495 | 0.057761 | 0.5 | 0.059488 | 0.51495 | -90.1439 | 35.0742
55222 | CTG-4 | Lincoln Generating Facility | IL | 17197 | PJMC | Simple Cycle Gas | 65.8431 | 0.00119 | 0.00060032 | 0.055018 | 0.027755 | 0.0011393 | 0.00060032 | 0.05462 | 0.02878 | -87.9437 | 41.3937
55222 | CTG-3 | Lincoln Generating Facility | IL | 17197 | PJMC | Simple Cycle Gas | 66.4736 | 0.0011175 | 0.00060025 | 0.053308 | 0.028633 | 0.0010701 | 0.00060025 | 0.052341 | 0.02936 | -87.9437 | 41.3937
562 | 12 | Middletown | CT | 09007 | ISNE | Oil | 48.1883 | 0.0052245 | 0.00066399 | 0.053217 | 0.0067634 | 0 |  | 0 |  | -72.5793 | 41.5544
55202 | CT07 | Pinckneyville Power Plant | IL | 17145 | MISC | Simple Cycle Gas | 45.6376 | 0.0010095 | 0.00059945 | 0.052549 | 0.031204 | 0.0010747 | 0.00059945 | 0.056107 | 0.031297 | -89.3467 | 38.1114
544 | 18 | Devon | CT | 09009 | ISNE | Oil | 47.9319 | 0.003985 | 0.00068388 | 0.048906 | 0.0083929 | 0 |  | 0 |  | -73.1092 | 41.2083
55202 | CT08 | Pinckneyville Power Plant | IL | 17145 | MISC | Simple Cycle Gas | 48.2737 | 0.000787 | 0.00060011 | 0.048277 | 0.036813 | 0.00084911 | 0.00060011 | 0.052087 | 0.036813 | -89.3467 | 38.1114
55138 | 2A | Walton Discover Power Facility | AL | 01081 | SRSE | Simple Cycle Gas | 35.7599 | 0.000153 | 0.0006031 | 0.041175 | 0.16231 | 0.0001541 | 0.0006031 | 0.041471 | 0.16231 | -85.0384 | 32.5412
544 | 15 | Devon | CT | 09009 | ISNE | Oil | 48.8139 | 0.002845 | 0.00065477 | 0.039343 | 0.0090547 | 0 |  | 0 |  | -73.1092 | 41.2083
55202 | CT06 | Pinckneyville Power Plant | IL | 17145 | MISC | Simple Cycle Gas | 49.3828 | 0.000682 | 0.00060017 | 0.036455 | 0.032081 | 0.00073582 | 0.00060017 | 0.039332 | 0.032081 | -89.3467 | 38.1114
562 | 14 | Middletown | CT | 09007 | ISNE | Oil | 46.8033 | 0.0056395 | 0.00067861 | 0.032994 | 0.0039702 | 0 |  | 0 |  | -72.5793 | 41.5544
1866 | 5 | Wyandotte | MI | 26163 | MISE | Boiler Gas | 26 | 0 | 0 | 0.032582 | 0.014778 | 0 |  | 0 |  | -83.1453 | 42.2081
55222 | CTG-6 | Lincoln Generating Facility | IL | 17197 | PJMC | Simple Cycle Gas | 71.5291 | 0.0008865 | 0.00060001 | 0.031609 | 0.021394 | 0.00086959 | 0.00060001 | 0.031007 | 0.021394 | -87.9437 | 41.3937
55222 | CTG-8 | Lincoln Generating Facility | IL | 17197 | PJMC | Simple Cycle Gas | 76.0942 | 0.000608 | 0.0005999 | 0.02791 | 0.027538 | 0.00060425 | 0.0005999 | 0.027738 | 0.027538 | -87.9437 | 41.3937
55202 | CT05 | Pinckneyville Power Plant | IL | 17145 | MISC | Simple Cycle Gas | 49.2916 | 0.0006715 | 0.00060007 | 0.027238 | 0.024341 | 0.00072449 | 0.00060007 | 0.029388 | 0.024341 | -89.3467 | 38.1114
55222 | CTG-5 | Lincoln Generating Facility | IL | 17197 | PJMC | Simple Cycle Gas | 75.6261 | 0.000589 | 0.00060017 | 0.026461 | 0.026964 | 0.0005867 | 0.00060017 | 0.026358 | 0.026964 | -87.9437 | 41.3937
55222 | CTG-7 | Lincoln Generating Facility | IL | 17197 | PJMC | Simple Cycle Gas | 75.3599 | 0.0005865 | 0.00059971 | 0.025479 | 0.026053 | 0.00057819 | 0.00059971 | 0.025118 | 0.026053 | -87.9437 | 41.3937
880006 | 1 | Vicinity Energy Philadelphia Edison Sta | PA | 42101 | CONUS | EGU-Other | 0.58958 | 0 | 0 | 0.02235 | 0.31042 | 0 | 0 | 0.024326 | 0.31042 | -75.1557 | 39.949
55138 | 2B | Walton Discover Power Facility | AL | 01081 | SRSE | Simple Cycle Gas | 32.4482 | 7.5e-05 | 0.00060053 | 0.021137 | 0.16924 | 7.5538e-05 | 0.00060053 | 0.021289 | 0.16924 | -85.0384 | 32.5412
50044 | B132 | McCracken Power House | OH | 39049 | CONUS | Institutional | 19.9782 | 0 | 0 | 0.01905 | 0.033076 | 0 | 0 | 0.01905 | 0.033076 | -83.0158 | 40.0008
592 | 10 | Delaware City | DE | 10003 | PJME | Oil | 4.8971 | 0 | 0 | 0.01235 | 0.24216 | 0 | 0 | 0.0016085 | 0.24216 | -75.6341 | 39.5881
880004 | 4 | GSA Central Heating | DC | 11001 | CONUS | Institutional | 6757.4831 | 0 | 0 | 0.007309 | 0.15288 | 0 | 0 | 0.007368 | 0.15288 | -77.0244 | 38.8856
2330 | G32001 | Fort Churchill | NV | 32019 | BASN | Boiler Gas | 150 | 0 |  | 0 |  | 1.0161 | 0.00060004 | 163.2381 | 0.096396 | -119.1319 | 39.1281
2336 | G32002 | Tracy | NV | 32029 | BASN | Boiler Gas | 150 | 0 |  | 0 |  | 0.34585 | 0.00060004 | 55.5615 | 0.096396 | -119.525 | 39.5625
3648 | G49001 | Gadsby | UT | 49035 | BASN | Boiler Gas | 150 | 0 |  | 0 |  | 0.59474 | 0.00060004 | 95.5452 | 0.096396 | -111.9289 | 40.7686
4162 | G56001 | Naughton | WY | 56023 | BASN | Boiler Gas | 150 | 0 |  | 0 |  | 1.8383 | 0.00060004 | 295.3164 | 0.096396 | -110.5986 | 41.7572
50951 | 1 | Sunnyside Cogeneration Associates | UT | 49007 | BASN | Coal | 70 | 0 |  | 0 |  | 216.733 | 0.19 | 205.326 | 0.18 | -110.3917 | 39.5472
50865 | G06003 | Salinas River Cogeneration Facility | CA | 06053 | CANO | Simple Cycle Gas | 50 | 0 |  | 0 |  | 0.29019 | 0.00059993 | 4.0278 | 0.0083271 | -120.8679 | 35.9515
56803 | G06001 | Panoche Energy Center | CA | 06019 | CANO | Simple Cycle Gas | 150 | 0 |  | 0 |  | 1.0758 | 0.00059993 | 14.9318 | 0.0083271 | -120.5797 | 36.654
7315 | G06002 | Almond Power Plant | CA | 06099 | CANO | Simple Cycle Gas | 150 | 0 |  | 0 |  | 0.88265 | 0.00059993 | 12.2513 | 0.0083271 | -120.9854 | 37.5739
315 | G06004 | AES Alamitos | CA | 06037 | CASO | Boiler Gas | 150 | 0 |  | 0 |  | 0.49404 | 0.00056702 | 1.7635 | 0.002024 | -118.1009 | 33.7688
335 | G06008 | AES Huntington Beach | CA | 06059 | CASO | Boiler Gas | 150 | 0 |  | 0 |  | 0.45391 | 0.00056702 | 1.6202 | 0.002024 | -117.9788 | 33.6436
350 | G06005 | Ormond Beach Generating Station | CA | 06111 | CASO | Boiler Gas | 150 | 0 |  | 0 |  | 0.46691 | 0.00056702 | 1.6666 | 0.002024 | -119.1689 | 34.1292
356 | G06006 | AES Redondo Beach | CA | 06037 | CASO | Boiler Gas | 150 | 0 |  | 0 |  | 0.45802 | 0.00056702 | 1.6349 | 0.002024 | -118.395 | 33.8504
400 | G06007 | Haynes Generating Station | CA | 06037 | CASO | Boiler Gas | 150 | 0 |  | 0 |  | 0.45492 | 0.00056702 | 1.6238 | 0.002024 | -118.0942 | 33.7639
404 | G06009 | Scattergood Generating Station | CA | 06037 | CASO | Boiler Gas | 150 | 0 |  | 0 |  | 0.45345 | 0.00056702 | 1.6186 | 0.002024 | -118.4258 | 33.9175
6013 | 01 | Olive | CA | 06037 | CASO | Boiler Gas | 55.2 | 0 |  | 0 |  | 0 | 0 | 0 | 0 | -118.3147 | 34.1775
6013 | 02 | Olive | CA | 06037 | CASO | Boiler Gas | 60.5 | 0 |  | 0 |  | 0 | 0 | 0 | 0 | -118.3147 | 34.1775
6481 | N49001 | Intermountain | UT | 49027 | CASO | Combined Cycle Gas | 428.5714 | 0 |  | 0 |  | 4.9786 | 0.00060002 | 42.4294 | 0.0051137 | -112.5792 | 39.5108
6481 | N49002 | Intermountain | UT | 49027 | CASO | Combined Cycle Gas | 428.5714 | 0 |  | 0 |  | 4.9786 | 0.00060002 | 42.4294 | 0.0051137 | -112.5792 | 39.5108
57482 | G06010 | Sentinel Energy Center, LLC | CA | 06065 | CASO | Simple Cycle Gas | 150 | 0 |  | 0 |  | 0.59769 | 0.00060003 | 7.6068 | 0.0076366 | -116.575 | 33.9366
57515 | G06011 | Walnut Creek Energy Park | CA | 06037 | CASO | Simple Cycle Gas | 150 | 0 |  | 0 |  | 0.56436 | 0.00060003 | 7.1827 | 0.0076366 | -117.943 | 34.0078
2123 | 6 | Columbia | MO | 29019 | CONUS | EGU-Other | 26 | 0 |  | 0 |  | 0 |  | 0 |  | -92.3175 | 38.9658
2123 | 7 | Columbia | MO | 29019 | CONUS | EGU-Other | 34.5 | 0 |  | 0 |  | 0 |  | 0 |  | -92.3175 | 38.9658
10382 | UNIT1 | NC Renewable Power - Lumberton LLC | NC | 37155 | CONUS | EGU-Other | 17.9167 | 0 |  | 0 |  | 0 |  | 0 |  | -78.9968 | 34.59
10382 | UNIT2 | NC Renewable Power - Lumberton LLC | NC | 37155 | CONUS | EGU-Other | 17.9167 | 0 |  | 0 |  | 0 |  | 0 |  | -78.9968 | 34.59
2367 | 5 | Schiller | NH | 33015 | CONUS | EGU-Other | 77.5 | 0 |  | 0 |  | 0 |  | 0 |  | -70.7842 | 43.0978
50472 | R1B02 | Covanta Niagara | NY | 36063 | CONUS | EGU-Other | 29.3333 | 0 |  | 0 |  | 0 |  | 0 |  | -79.0056 | 43.0839
880100 | BLR001 | Ravenswood Steam Plant | NY | 36081 | CONUS | EGU-Other | 42.4 | 0 |  | 0 |  | 0 |  | 0 |  | -73.75 | 40.76
880100 | BLR002 | Ravenswood Steam Plant | NY | 36081 | CONUS | EGU-Other | 42.4 | 0 |  | 0 |  | 0 |  | 0 |  | -73.75 | 40.76
880100 | BLR003 | Ravenswood Steam Plant | NY | 36081 | CONUS | EGU-Other | 42.4 | 0 |  | 0 |  | 0 |  | 0 |  | -73.75 | 40.76
880100 | BLR004 | Ravenswood Steam Plant | NY | 36081 | CONUS | EGU-Other | 42.4 | 0 |  | 0 |  | 0 |  | 0 |  | -73.75 | 40.76
880042 | P012 | AK Steel Corporation - Middletown | OH | 39017 | CONUS | EGU-Other | 30.5 | 0 |  | 0 |  | 0 |  | 0 |  | -84.3901 | 39.4968
50607 | 23 | Vicinity Energy Philadelphia - Schuylkill | PA | 42101 | CONUS | EGU-Other | 78.5 | 0 |  | 0 |  | 0 |  | 0 |  | -75.1875 | 39.9422
50607 | 24 | Vicinity Energy Philadelphia - Schuylkill | PA | 42101 | CONUS | EGU-Other | 78.5 | 0 |  | 0 |  | 0 |  | 0 |  | -75.1875 | 39.9422
880049 | 32001 | Bernville Station | PA | 42011 | CONUS | EGU-Other | 26.1 | 0 |  | 0 |  | 0 |  | 0 |  | -76.1511 | 40.4092
50956 | 12 | Resolute Forest Products - Calhoun Ops | TN | 47107 | CONUS | EGU-Other | 46 | 0 |  | 0 |  | 0 |  | 0 |  | -84.7558 | 35.2976
3935 | AUX3 | John E Amos | WV | 54079 | CONUS | EGU-Other | 59.8 | 0 |  | 0 |  | 0 |  | 0 |  | -81.8233 | 38.4731
50491 | 002 | Axiall Corporation Natrium Plant | WV | 54051 | CONUS | EGU-Other | 24.3 | 0 |  | 0 |  | 0 |  | 0 |  | -80.8547 | 39.7475
880041 | Z006 | Ascend (Decatur Plant) | AL | 01103 | CONUS | Industrial | 32 | 0 |  | 0 |  | 0 |  | 0 |  | -87.0244 | 34.6339
880065 | 01 | Phoenix Paper Wickliffe LLC | KY | 21007 | CONUS | Industrial | 35 | 0 |  | 0 |  | 0 |  | 0 |  | -89.0792 | 36.9461
880065 | 02 | Phoenix Paper Wickliffe LLC | KY | 21007 | CONUS | Industrial | 35 | 0 |  | 0 |  | 0 |  | 0 |  | -89.0792 | 36.9461
50282 | PR003 | Luke Paper Company | MD | 24001 | CONUS | Industrial | 59 | 0 |  | 0 |  | 0 |  | 0 |  | -79.0575 | 39.4722
50282 | PR004 | Luke Paper Company | MD | 24001 | CONUS | Industrial | 78.5 | 0 |  | 0 |  | 0 |  | 0 |  | -79.0575 | 39.4722
50282 | PR005 | Luke Paper Company | MD | 24001 | CONUS | Industrial | 33.8 | 0 |  | 0 |  | 0 |  | 0 |  | -79.0575 | 39.4722
10849 | PB1 | Northshore Mining Silver Bay Power | MN | 27075 | CONUS | Industrial | 60 | 0 |  | 0 |  | 0 |  | 0 |  | -91.26 | 47.286
10849 | PB2 | Northshore Mining Silver Bay Power | MN | 27075 | CONUS | Industrial | 60 | 0 |  | 0 |  | 0 |  | 0 |  | -91.26 | 47.286
880050 | 31801 | Shermans Dale Station | PA | 42099 | CONUS | Industrial | 26.1 | 0 |  | 0 |  | 0 |  | 0 |  | -77.1628 | 40.3439
880071 | 31301 | Armagh Compressor Station | PA | 42063 | CONUS | Industrial | 28.1 | 0 |  | 0 |  | 0 |  | 0 |  | -79.085 | 40.4319
880072 | 31601 | Entriken Compressor Station | PA | 42061 | CONUS | Industrial | 29 | 0 |  | 0 |  | 0 |  | 0 |  | -78.1389 | 40.3086
136 | 17 | Seminole (136) | FL | 12107 | FRCC | Combined Cycle Gas | 555.3097 | 0 |  | 0 |  | 6.8356 | 0.0006 | 96.8378 | 0.0085 | -81.6339 | 29.7333
55414 | 13 | Shady Hills | FL | 12101 | FRCC | Combined Cycle Gas | 497.268 | 0 |  | 0 |  | 7.0459 | 0.0006 | 99.8168 | 0.0085 | -82.5591 | 28.3665
55192 | OSC1 | Osceola | FL | 12097 | FRCC | Simple Cycle Gas | 194.2 | 0 |  | 0 |  | 0 |  | 0 |  | -81.0978 | 28.1289
55192 | OSC3 | Osceola | FL | 12097 | FRCC | Simple Cycle Gas | 194.2 | 0 |  | 0 |  | 0 |  | 0 |  | -81.0978 | 28.1289
2367 | 4 | Schiller | NH | 33015 | ISNE | Coal | 56.1 | 0 |  | 0 |  | 0 |  | 0 |  | -70.7842 | 43.0978
2367 | 6 | Schiller | NH | 33015 | ISNE | Coal | 55.2 | 0 |  | 0 |  | 0 |  | 0 |  | -70.7842 | 43.0978
1660 | 3 | Potter | MA | 25021 | ISNE | Combined Cycle Gas | 139.2857 | 0 |  | 0 |  | 0 |  | 0 |  | -70.9672 | 42.235
1631 | 10 | Doreen | MA | 25003 | ISNE | Oil | 20.3333 | 0 |  | 0 |  | 0 |  | 0 |  | -73.2061 | 42.4431
1642 | 10 | West Springfield | MA | 25013 | ISNE | Oil | 20.8333 | 0 |  | 0 |  | 0 |  | 0 |  | -72.5958 | 42.0956
1643 | 10 | Woodland Road | MA | 25003 | ISNE | Oil | 20.3333 | 0 |  | 0 |  | 0 |  | 0 |  | -73.2352 | 42.3362
3734 | A | Berlin 5 | VT | 50023 | ISNE | Oil | 32.0833 | 0 | 0 | 0 | 0 | 0 |  | 0 |  | -72.6163 | 44.2701
3734 | B | Berlin 5 | VT | 50023 | ISNE | Oil | 32.0833 | 0 | 0 | 0 | 0 | 0 |  | 0 |  | -72.6163 | 44.2701
3754 | CT1 | Penny Lane Gas Turbine | VT | 50007 | ISNE | Oil | 15.0833 | 0 | 0 | 0 | 0 | 0 |  | 0 |  | -73.0788 | 44.4585
3754 | CT2 | Penny Lane Gas Turbine | VT | 50007 | ISNE | Oil | 15.0833 | 0 | 0 | 0 | 0 | 0 |  | 0 |  | -73.0788 | 44.4585
963 | 33 | Dallman | IL | 17167 | MISC | Coal | 190 | 0 |  | 0 |  | 0 |  | 0 |  | -89.6011 | 39.7539
862 | CT01 | Grand Tower Energy Center, LLC | IL | 17077 | MISC | Combined Cycle Gas | 335.2857 | 0 |  | 0 |  | 0 |  | 0 |  | -89.5119 | 37.6578
862 | CT02 | Grand Tower Energy Center, LLC | IL | 17077 | MISC | Combined Cycle Gas | 340.4286 | 0 |  | 0 |  | 0 |  | 0 |  | -89.5119 | 37.6578
7858 | 1 | MEPI GT Facility | IL | 17127 | MISC | Simple Cycle Gas | 76.1 | 0 |  | 0 |  | 0 |  | 0 |  | -88.8658 | 37.2175
7858 | 2 | MEPI GT Facility | IL | 17127 | MISC | Simple Cycle Gas | 76.1 | 0 |  | 0 |  | 0 |  | 0 |  | -88.8658 | 37.2175
7858 | 3 | MEPI GT Facility | IL | 17127 | MISC | Simple Cycle Gas | 76.1 | 0 |  | 0 |  | 0 |  | 0 |  | -88.8658 | 37.2175
7858 | 4 | MEPI GT Facility | IL | 17127 | MISC | Simple Cycle Gas | 54.2 | 0 |  | 0 |  | 0 |  | 0 |  | -88.8658 | 37.2175
7858 | 5 | MEPI GT Facility | IL | 17127 | MISC | Simple Cycle Gas | 54.2 | 0 |  | 0 |  | 0 |  | 0 |  | -88.8658 | 37.2175
2104 | CT2A | Meramec | MO | 29189 | MISC | Simple Cycle Gas | 46.3 | 0 |  | 0 |  | 0 |  | 0 |  | -90.3358 | 38.4017
2104 | CT2B | Meramec | MO | 29189 | MISC | Simple Cycle Gas | 46.3 | 0 |  | 0 |  | 0 |  | 0 |  | -90.3358 | 38.4017
992602 | N26001 | Marshall Energy Center, LLC | MI | 26025 | MISE | Combined Cycle Gas | 547.8571 | 0 |  | 0 |  | 7.4574 | 0.00060001 | 87.3315 | 0.0070266 | -84.9632 | 42.2328
992602 | N26002 | Marshall Energy Center, LLC | MI | 26025 | MISE | Combined Cycle Gas | 547.8571 | 0 |  | 0 |  | 7.4574 | 0.00060001 | 87.3315 | 0.0070266 | -84.9632 | 42.2328
992607 | N26001 | Thomas Township Energy LLC | MI | 26145 | MISE | Combined Cycle Gas | 710.4478 | 0 |  | 0 |  | 9.2561 | 0.00060001 | 108.3958 | 0.0070266 | -84.1613 | 43.4327
992607 | N26002 | Thomas Township Energy LLC | MI | 26145 | MISE | Combined Cycle Gas | 710.4478 | 0 |  | 0 |  | 9.2561 | 0.00060001 | 108.3958 | 0.0070266 | -84.1613 | 43.4327
202 | 01 | Carl Bailey | AR | 05147 | MISS | Boiler Gas | 143.6 | 0 |  | 0 |  | 0 | 0 | 0 | 0 | -91.3631 | 35.2597
1439 | 15 | Houma | LA | 22109 | MISS | Boiler Gas | 45 | 0 |  | 0 |  | 0 | 0 | 0 | 0 | -90.7222 | 29.5808
1439 | 16 | Houma | LA | 22109 | MISS | Boiler Gas | 55 | 0 |  | 0 |  | 0 | 0 | 0 | 0 | -90.7222 | 29.5808
8056 | 1 | Waterford 1 & 2 | LA | 22089 | MISS | Boiler Gas | 460 | 0 |  | 0 |  | 0 | 0 | 0 | 0 | -90.4758 | 29.9994
3982 | 5 | Bay Front | WI | 55003 | MISW | Boiler Gas | 38.9 | 0 |  | 0 |  | 0 |  | 0 |  | -90.9017 | 46.5869
4078 | 2 | Weston | WI | 55073 | MISW | Boiler Gas | 131.9 | 0 |  | 0 |  | 0 |  | 0 |  | -89.6553 | 44.8606
10075 | 1 | Taconite Harbor Energy Center | MN | 27031 | MISW | Coal | 74.5 | 0 |  | 0 |  | 0 |  | 0 |  | -90.9111 | 47.5314
10075 | 2 | Taconite Harbor Energy Center | MN | 27031 | MISW | Coal | 74.5 | 0 |  | 0 |  | 0 |  | 0 |  | -90.9111 | 47.5314
6090 | N27001 | Sherburne County | MN | 27141 | MISW | Combined Cycle Gas | 750 | 0 |  | 0 |  | 8.7964 | 0.00060002 | 98.5553 | 0.0067227 | -93.8958 | 45.3792
4014 | 5 | Wheaton Generating Plant | WI | 55017 | MISW | Oil | 75.8333 | 0 |  | 0 |  | 0 | 0 | 0 | 0 | -91.5159 | 44.8847
56908 | G30001 | Dave Gates Generating Station | MT | 30023 | NWPP | Simple Cycle Gas | 50 | 0 |  | 0 |  | 0.5424 | 0.00060008 | 12.7352 | 0.014089 | -112.8755 | 46.1066
50292 | GT1 | Bethpage Energy Center | NY | 36059 | NYCW | Combined Cycle Gas | 59.4286 | 0 |  | 0 |  | 0 |  | 0 |  | -73.4994 | 40.7469
2496 | CT0004 | Hudson Avenue | NY | 36047 | NYCW | Oil | 19.5833 | 0 |  | 0 |  | 0 |  | 0 |  | -73.9807 | 40.7052
2503 | CT0001 | 59th Street | NY | 36061 | NYCW | Oil | 18.3333 | 0 |  | 0 |  | 0 |  | 0 |  | -73.9911 | 40.7711
2679 | CT3 | Freeport Power Plant No. 2 | NY | 36059 | NYCW | Oil | 9.3945 | 0 | 0 | 0 | 0 | 0 | 0 | 0 | 0 | -73.5683 | 40.6447
56964 | G34001 | Bayonne Energy Center | NJ | 34017 | NYCW | Simple Cycle Gas | 150 | 0 |  | 0 |  | 1.9088 | 0.00057573 | 21.3842 | 0.0064499 | -74.0951 | 40.6583
2500 | CT0001 | Ravenswood Generating Station | NY | 36081 | NYCW | Simple Cycle Gas | 24.3 | 0 |  | 0 |  | 0 |  | 0 |  | -73.9451 | 40.7585
2500 | CT0011 | Ravenswood Generating Station | NY | 36081 | NYCW | Simple Cycle Gas | 25.5 | 0 |  | 0 |  | 0 |  | 0 |  | -73.9451 | 40.7585
54149 | G36001 | Nissequogue Energy Center | NY | 36103 | NYCW | Simple Cycle Gas | 150 | 0 |  | 0 |  | 1.889 | 0.00057573 | 21.1628 | 0.0064499 | -73.1292 | 40.9168
2494 | CT01-8 | Gowanus Generating Station | NY | 36047 | NYCW3 | Oil | 24.9167 | 0 |  | 0 |  | 0 |  | 0 |  | -74.0051 | 40.6635
10803 | 1 | AG - Energy | NY | 36089 | NYUP | Combined Cycle Gas | 67 | 0 |  | 0 |  | 0 |  | 0 |  | -75.4417 | 44.7258
10803 | 2 | AG - Energy | NY | 36089 | NYUP | Combined Cycle Gas | 31.75 | 0 |  | 0 |  | 0 |  | 0 |  | -75.4417 | 44.7258
2628 | G36002 | Hillburn | NY | 36087 | NYUP | Simple Cycle Gas | 50 | 0 |  | 0 |  | 0.0030012 | 0.00064316 | 2.0728 | 0.44422 | -74.1653 | 41.1269
884 | 3 | Will County | IL | 17197 | PJMC | Coal | 270.9 | 0 |  | 0 |  | 0 |  | 0 |  | -88.0626 | 41.6334
886 | 341 | Fisk | IL | 17031 | PJMC | Oil | 39.9167 | 0 |  | 0 |  | 0 |  | 0 |  | -87.6533 | 41.8508
55281 | CTG10 | Southeast Chicago Energy Project | IL | 17031 | PJMC | Simple Cycle Gas | 46.7 | 0 |  | 0 |  | 0 |  | 0 |  | -87.5449 | 41.7181
55281 | CTG11 | Southeast Chicago Energy Project | IL | 17031 | PJMC | Simple Cycle Gas | 46.7 | 0 |  | 0 |  | 0 |  | 0 |  | -87.5449 | 41.7181
55281 | CTG12 | Southeast Chicago Energy Project | IL | 17031 | PJMC | Simple Cycle Gas | 46.7 | 0 |  | 0 |  | 0 |  | 0 |  | -87.5449 | 41.7181
55281 | CTG5 | Southeast Chicago Energy Project | IL | 17031 | PJMC | Simple Cycle Gas | 46.7 | 0 |  | 0 |  | 0 |  | 0 |  | -87.5449 | 41.7181
55281 | CTG6 | Southeast Chicago Energy Project | IL | 17031 | PJMC | Simple Cycle Gas | 46.7 | 0 |  | 0 |  | 0 |  | 0 |  | -87.5449 | 41.7181
55281 | CTG7 | Southeast Chicago Energy Project | IL | 17031 | PJMC | Simple Cycle Gas | 46.7 | 0 |  | 0 |  | 0 |  | 0 |  | -87.5449 | 41.7181
55281 | CTG8 | Southeast Chicago Energy Project | IL | 17031 | PJMC | Simple Cycle Gas | 46.7 | 0 |  | 0 |  | 0 |  | 0 |  | -87.5449 | 41.7181
55281 | CTG9 | Southeast Chicago Energy Project | IL | 17031 | PJMC | Simple Cycle Gas | 46.7 | 0 |  | 0 |  | 0 |  | 0 |  | -87.5449 | 41.7181
50852 | 002001 | Elmwood Power LLC | NJ | 34003 | PJME | Combined Cycle Gas | 109.2857 | 0 |  | 0 |  | 0 |  | 0 |  | -74.1308 | 40.9056
2410 | 2001 | Salem Generating Station | NJ | 34033 | PJME | Oil | 54 | 0 |  | 0 |  | 0 |  | 0 |  | -75.5333 | 39.4625
6776 | 002001 | West Station | NJ | 34011 | PJME | Oil | 37.5 | 0 |  | 0 |  | 0 |  | 0 |  | -75.0486 | 39.4903
2832 | 6 | Miami Fort Power Station | OH | 39061 | PJMW | Coal | 139.4545 | 0 |  | 0 |  | 0 |  | 0 |  | -84.8031 | 39.1131
2866 | 1 | W H Sammis | OH | 39081 | PJMW | Coal | 182.2 | 0 |  | 0 |  | 0 |  | 0 |  | -80.6311 | 40.5308
2866 | 2 | W H Sammis | OH | 39081 | PJMW | Coal | 182.2 | 0 |  | 0 |  | 0 |  | 0 |  | -80.6311 | 40.5308
2866 | 3 | W H Sammis | OH | 39081 | PJMW | Coal | 182.2 | 0 |  | 0 |  | 0 |  | 0 |  | -80.6311 | 40.5308
2866 | 4 | W H Sammis | OH | 39081 | PJMW | Coal | 182.2 | 0 |  | 0 |  | 0 |  | 0 |  | -80.6311 | 40.5308
10743 | CFB2 | Morgantown Energy Facility | WV | 54061 | PJMW | Coal | 47.56 | 0 |  | 0 |  | 0 |  | 0 |  | -79.9606 | 39.6397
57794 | CTG02A | St. Joseph Energy Center LLC | IN | 18141 | PJMW | Combined Cycle Gas | 357.1429 | 0 |  | 0 |  | 5.3559 | 0.00060001 | 43.361 | 0.0048577 | -86.2962 | 41.6552
57794 | CTG02B | St. Joseph Energy Center LLC | IN | 18141 | PJMW | Combined Cycle Gas | 357.1429 | 0 |  | 0 |  | 5.3559 | 0.00060001 | 43.361 | 0.0048577 | -86.2962 | 41.6552
2837 | 6 | Eastlake | OH | 39085 | PJMW | Oil | 32 | 0 |  | 0 |  | 0 |  | 0 |  | -81.4432 | 41.6713
2079 | 6 | Hawthorn | MO | 29095 | SPPC | Simple Cycle Gas | 160.2 | 0 |  | 0 |  | 0 | 0 | 0 | 0 | -94.4778 | 39.1306
2122 | GT1A | Chillicothe | MO | 29117 | SPPC | Simple Cycle Gas | 29.7 | 0 |  | 0 |  | 0 | 0 | 0 | 0 | -93.562 | 39.784
2122 | GT1B | Chillicothe | MO | 29117 | SPPC | Simple Cycle Gas | 29.7 | 0 |  | 0 |  | 0 | 0 | 0 | 0 | -93.562 | 39.784
3344 | **2A | Huron | SD | 46005 | SPPN | Simple Cycle Gas | 36.1 | 0 |  | 0 |  | 0 |  | 0 |  | -98.17 | 44.3696
3344 | **2B | Huron | SD | 46005 | SPPN | Simple Cycle Gas | 44.2 | 0 |  | 0 |  | 0 |  | 0 |  | -98.17 | 44.3696
2952 | G40002 | Muskogee | OK | 40101 | SPPS | Boiler Gas | 150 | 0 |  | 0 |  | 1.2949 | 0.00059998 | 215.0256 | 0.099631 | -95.2847 | 35.7617
2956 | G40001 | Seminole (2956) | OK | 40133 | SPPS | Boiler Gas | 150 | 0 |  | 0 |  | 1.5098 | 0.00059998 | 250.7136 | 0.099631 | -96.7242 | 34.9678
3006 | 3 | Anadarko | OK | 40015 | SPPS | Boiler Gas | 53.1 | 0 |  | 0 |  | 0 | 0 | 0 | 0 | -98.23 | 35.0847
762 | 2 | Ponca | OK | 40071 | SPPS | Boiler Gas | 49.3 | 0 |  | 0 |  | 0 | 0 | 0 | 0 | -97.0868 | 36.7205
3485 | 113B | Plant X | TX | 48279 | SPPS | Boiler Gas | 136.5 | 0 |  | 0 |  | 0 |  | 0 |  | -102.4114 | 34.1661
165 | 1 | Grand River Dam Authority | OK | 40097 | SPPS | Coal | 586.1 | 0 |  | 0 |  | 0 |  | 0 |  | -95.2889 | 36.1906
3264 | 3 | W S Lee | SC | 45007 | SRCA | Boiler Gas | 225.2 | 0 |  | 0 |  | 0 |  | 0 |  | -82.435 | 34.6022
3298 | WIL4 | Williams | SC | 45015 | SRCA | Oil | 21.3333 | 0 |  | 0 |  | 0 |  | 0 |  | -79.9285 | 33.0163
3320 | CT4 | Myrtle Beach Gas Turbine Site | SC | 45051 | SRCA | Oil | 22.525 | 0 |  | 0 |  | 0 |  | 0 |  | -78.9233 | 33.7089
3393 | ACT17 | Allen | TN | 47157 | SRCE | Simple Cycle Gas | 76 | 0 |  | 0 |  | 0 |  | 0 |  | -90.1439 | 35.0742
3393 | ACT18 | Allen | TN | 47157 | SRCE | Simple Cycle Gas | 76 | 0 |  | 0 |  | 0 |  | 0 |  | -90.1439 | 35.0742
7 | 2 | Gadsden | AL | 01055 | SRSE | Boiler Gas | 80.5 | 0 |  | 0 |  | 0 | 0 | 0 | 0 | -85.9708 | 34.0128
3456 | G48001 | Newman Power Station | TX | 48141 | SRSG | Boiler Gas | 150 | 0 |  | 0 |  | 0.77435 | 0.00027661 | 173.9378 | 0.062133 | -106.4322 | 31.9858
3576 | CE1 | Ray Olinger | TX | 48085 | TRE | Boiler Gas | 88.8 | 0 |  | 0 |  | 0 | 0 | 0 | 0 | -96.4519 | 33.0667
3628 | 1 | R W Miller | TX | 48363 | TRE | Boiler Gas | 92 | 0 |  | 0 |  | 0 | 0 | 0 | 0 | -98.3103 | 32.6581
56350 | CT-4B | Colorado Bend Energy Center | TX | 48481 | TRE | Simple Cycle Gas | 47.5 | 0 |  | 0 |  | 0.66365 | 0.00059994 | 11.1747 | 0.010102 | -96.066 | 29.2896
58378 | CTHRSG | Carbon Capture Plant | TX | 48157 | TRE | Simple Cycle Gas | 101.6667 | 0 |  | 0 |  | 0 |  | 0 |  | -95.633 | 29.475
65372 | CT-10 | Mark One Power Station | TX | 48039 | TRE | Simple Cycle Gas | 47.5 | 0 |  | 0 |  | 0.62791 | 0.00059994 | 10.5729 | 0.010102 | -95.432 | 29.2278
65372 | CT-4 | Mark One Power Station | TX | 48039 | TRE | Simple Cycle Gas | 47.5 | 0 |  | 0 |  | 0.60761 | 0.00059994 | 10.2311 | 0.010102 | -95.432 | 29.2278
65372 | CT-5 | Mark One Power Station | TX | 48039 | TRE | Simple Cycle Gas | 47.5 | 0 |  | 0 |  | 0.59391 | 0.00059994 | 10.0004 | 0.010102 | -95.432 | 29.2278
65372 | CT-6 | Mark One Power Station | TX | 48039 | TRE | Simple Cycle Gas | 47.5 | 0 |  | 0 |  | 0.58361 | 0.00059994 | 9.8269 | 0.010102 | -95.432 | 29.2278
65372 | CT-7 | Mark One Power Station | TX | 48039 | TRE | Simple Cycle Gas | 47.5 | 0 |  | 0 |  | 0.57792 | 0.00059994 | 9.7312 | 0.010102 | -95.432 | 29.2278
65372 | CT-8 | Mark One Power Station | TX | 48039 | TRE | Simple Cycle Gas | 47.5 | 0 |  | 0 |  | 0.57375 | 0.00059994 | 9.6609 | 0.010102 | -95.432 | 29.2278
65372 | CT-9 | Mark One Power Station | TX | 48039 | TRE | Simple Cycle Gas | 47.5 | 0 |  | 0 |  | 0.57037 | 0.00059994 | 9.604 | 0.010102 | -95.432 | 29.2278